## Systems
ITB 14-5903 for Roofing Supplies and Services, Waterproofing and Related Products and Services Attachment B Pricing
Line Item |  |  | Unit | $ per Unit | ROOF Systems Material
1 | Professional Services
1.01 | Full-time Quality Assurance monitoring |  | DAY
1.02 | Asbestos core testing and analysis (testing only, excludes labor for sampling and repair) |  | EA
1.03 | Analysis and evaluation (14” x 14” roof core) (Lab testing only, repairs charged at roof repair rates for appropriate system type) |  | EA
1.04 | Aerial Roof Survey - Roof Pictures & Drawings Including Geometries, Slope, Calculated Area and Perimeter Measurements |  | EA
1.05 | Aerial Wall Survey - Wall Pictures & Drawings Including Geometries, Calculated Area and Perimeter Measurements |  | EA
1.06 | Manufacturer Standing Seam Material Quantity Estimating |  | EA
1.07 | Nuclear Moisture Survey, Non destructive roof scan
1.07.01 | Non destructive roof scan, up to 20 000 SF |  | EA
1.07.02 | Non destructive roof scan, over 20,000 SF |  | SF
1.08 | Infrared scanning equipment for rooftop analysis |  | DAY
1.09 | Nighttime Infrared scans |  | NIGHT
1.1 | Roof investigation (visual roof survey)
1.10.01 | Roof investigation, per hour |  | HOUR
1.10.02 | Visual Roof Survey up to 20,000 SF |  | EA
1.10.03 | Visual Roof Survey over 20,000 SF |  | SF
1.11 | Comprehensive report |  | HOUR
1.12 | Manufacturer's Technical Representative Contractor Training Session at Job Start-Up |  | DAILY
1.13 | Wind Uplift Testing – Mobilize and provide wind uplift testing per Factory Mutual System Roof Design Manual FM 1-52 |  | EA
1.14 | Field / Shop Drawings |  | EA
1.15 | Project Building Code Review |  | EA
1.16 | Additional and Occasional Services
1.16.01 | Architect / Design Professional Services |  | HOUR
1.16.02 | Engineer |  | HOUR
1.16.03 | Structural Analysis / Engineering Services |  | HOUR
1.16.04 | Roof Consultant |  | HOUR
1.16.05 | CAD Draftsman |  | HOUR
1.17 | Laboratory Analysis
1.17.01 | Laboratory Fungal Analysis: Cultured Fungi Identification & Enumeration (Not including engineering time for sampling.) |  | EA
1.17.02 | Laboratory Fungal Analysis: Total Fungi Spore Count (Not including engineering time for sampling.) |  | EA
1.17.03 | Laboratory Mold Analysis: Viable Airborne Mold Analysis (Not including engineering time for sampling.) |  | EA
1.17.04 | Laboratory Analysis: Viable Surface Swab or Bulk Substrate Analysis (Not including engineering time for sampling.) |  | EA
1.17.05 | Laboratory Analysis: Non-Viable Surface Swab or Bulk Substrate Analysis (Not including engineering time for sampling.) |  | EA
1.18 | Travel Expenses
1.18.01 | Per Diem – Meals and Incidentals |  | DAY
1.18.02 | Lodging |  | DAY
1.18.03 | Mileage on Company / Personal Vehicle |  | MILE
1.18.04 | Airfare (Economy) |  | JOB
1.18.05 | Vehicle Rental |  | DAY
1.19 | Seamer Rental Charges |  | DAY
1.20 | Set-up Charges for Metal In-Shop Fabrication |  | EA
1.21 | Set-up On-Site Roll Forming |  | EA
1.22 | Roof Fastener Pull Tests (As Many as Required per Roof Section) |  | EA
1.23 | Wind Uplift Design Calculations |  | EA
1.24 | Roof Drainage Capacity Calculations |  | EA
1.25 | Roof Edge Metal Calculations - ANSI/SPRI ES-1 Standards |  | EA
1.30 | Additional Professional Services
1.30.01 | Option 1: Professional Services can be Completed on a Cost Plus Basis |  | %
1.30.02 | Option 2: Mark-Up Applicable to R.S. Means Catalogue Pricing |  | %
2 | Tear-off & Dispose of Debris
2.01 | SYSTEM TYPE BUR W/ Insulation and Gravel Surfacing - Metal Deck |  | SF
2.02 | SYSTEM TYPE BUR W/ Insulation and Gravel Surfacing - Wood / Tectum Deck |  | SF
2.03 | SYSTEM TYPE BUR W/ Insulation and Gravel Surfacing - Lightweight / Gyp Deck |  | SF
2.04 | SYSTEM TYPE BUR W/ Insulation and Gravel Surfacing - Concrete Deck |  | SF
2.05 | SYSTEM TYPE BUR W/ Insulation and Mineral Surfacing - Metal Deck |  | SF
2.06 | SYSTEM TYPE BUR W/ Insulation and Mineral Surfacing - Wood / Tectum Deck |  | SF
2.07 | SYSTEM TYPE BUR W/ Insulation and Mineral Surfacing - Lightweight / Gyp Deck |  | SF
2.08 | SYSTEM TYPE BUR W/ Insulation and Mineral Surfacing - Concrete Deck |  | SF
2.11 | SYSTEM TYPE Single-Ply W/ Insulation - Metal Deck |  | SF
2.12 | SYSTEM TYPE Single-Ply W/ Insulation - Wood / Tectum Deck |  | SF
2.13 | SYSTEM TYPE Single-Ply W/ Insulation - Lightweight / Gyp Deck |  | SF
2.14 | SYSTEM TYPE Single-Ply W/ Insulation - Concrete Deck |  | SF
2.21 | SYSTEM TYPE Ballasted Single-Ply W/ Insulation - Metal Deck |  | SF
2.22 | SYSTEM TYPE Ballasted Single-Ply W/ Insulation - Wood / Tectum Deck |  | SF
2.23 | SYSTEM TYPE Ballasted Single-Ply W/ Insulation - Lightweight / Gyp Deck |  | SF
2.24 | SYSTEM TYPE Ballasted Single-Ply W/ Insulation - Concrete Deck |  | SF
2.31 | SYSTEM TYPE Coal Tar BUR W/ Insulation and Gravel Surfacing - Metal Deck |  | SF
2.32 | SYSTEM TYPE Coal Tar BUR W/ Insulation and Gravel Surfacing - Wood / Tectum Deck |  | SF
2.33 | SYSTEM TYPE Coal Tar BUR W/ Insulation and Gravel Surfacing - Lightweight / Gyp Deck |  | SF
2.34 | SYSTEM TYPE Coal Tar BUR W/ Insulation and Gravel Surfacing - Concrete Deck |  | SF
2.35 | SYSTEM TYPE Coal Tar BUR W/ Insulation and Mineral Surfacing - Metal Deck |  | SF
2.36 | SYSTEM TYPE Coal Tar BUR W/ Insulation and Mineral Surfacing - Wood / Tectum Deck |  | SF
2.37 | SYSTEM TYPE Coal Tar BUR W/ Insulation and Mineral Surfacing - Lightweight / Gyp Deck |  | SF
2.37 | SYSTEM TYPE Coal Tar BUR W/ Insulation and Mineral Surfacing - Concrete Deck |  | SF
2.41 | SYSTEM TYPE Metal Roofing System - Metal Deck |  | SF
2.42 | SYSTEM TYPE Metal Roofing System - Wood / Tectum Deck |  | SF
2.43 | SYSTEM TYPE Metal Roofing System - Lightweight / Gypsum Deck |  | SF
2.44 | SYSTEM TYPE Metal Roofing System - Concrete Deck |  | SF
2.51 | SYSTEM TYPE Polyurethane Foam (PUF) Roof W/ Insulation and UV-Resistant Coating - Metal Deck |  | SF
2.52 | SYSTEM TYPE Polyurethane Foam (PUF) Roof W/ Insulation and UV-Resistant Coating - Wood / Tectum Deck |  | SF
2.53 | SYSTEM TYPE Polyurethane Foam (PUF) Roof W/ Insulation and UV-Resistant Coating - Lightweight / Gyp Deck |  | SF
2.54 | SYSTEM TYPE Polyurethane Foam (PUF) Roof W/ Insulation and UV-Resistant Coating - Concrete Deck |  | SF
2.61 | SYSTEM TYPE BUR w/ Gravel Surfacing to the Existing Insulation (Insulation to be Re-Used) |  | SF
2.62 | SYSTEM TYPE BUR w/ Mineral Surfacing to the Existing Insulation (Insulation to be Re-Used) |  | SF
2.63 | SYSTEM TYPE Single-Ply to the Existing Insulation (Insulation to be Re-Used |  | SF
2.64 | SYSTEM TYPE Ballasted Single-Ply to the Existing Insulation (Insulation to be Re-Used |  | SF
2.65 | SYSTEM TYPE Coal Tar BUR with Gravel Surfacing to the Existing Insulation (Insulation to be Re-Used) |  | SF
2.66 | SYSTEM TYPE Coal Tar BUR with Mineral Surfacing to the Existing Insulation (Insulation to be Re-Used) |  | SF
2.67 | MULTIPLIER - TEAR-OFF & DISPOSE OF DEBRIS Each Additional Roof System |  | %
3 | Removal & Replacement of Roof Deck
3.11 | DECK TYPE Metal Deck |  | SF
3.12 | DECK TYPE Wood Deck |  | SF
3.13 | DECK TYPE Gypsum Deck |  | SF
3.14 | DECK TYPE Concrete Deck |  | SF
3.15 | DECK TYPE Lightweight Deck |  | SF
3.16 | DECK TYPE Tectum Deck |  | SF
4 | Insulation Recovery Board & Insulations Options
4.11 | RECOVERY BOARD TYPE 1/2" Wood Fiber or Perlite Board Installed Over an Existing Roof Adhered in Hot ASTM D 312 Type III or IV Asphalt; Mopped |  | SF
4.12 | RECOVERY BOARD TYPE 1/2" Wood Fiber or Perlite Board Installed Over an Existing Roof Adhered with Insulation Adhesive |  | SF
4.13 | RECOVERY BOARD TYPE 1/2" Wood Fiber or Perlite Board Installed Over an Existing Roof Mechanically Fastened to Roof Deck - Metal Deck |  | SF
4.14 | RECOVERY BOARD TYPE 1/2" Wood Fiber or Perlite Board Installed Over an Existing Roof Mechanically Fastened to Roof Deck - Wood / Tectum Deck |  | SF
4.15 | RECOVERY BOARD TYPE 1/2" Wood Fiber or Perlite Board Installed Over an Existing Roof Mechanically Fastened to Roof Deck - Lightweight / Gypsum Deck |  | SF
4.16 | RECOVERY BOARD TYPE 1/2" Wood Fiber or Perlite Board Installed Over an Existing Roof Mechanically Fastened to Roof Deck - Concrete Deck |  | SF
4.21 | RECOVERY BOARD TYPE 1/2" Treated Gypsum Insulation Board with Glass-Mat (e.g. DensDeck / Securock / Equal) Installed Over an Existing Roof Adhered in Hot ASTM D 312 Type III or IV Asphalt; Mopped |  | SF
4.22 | RECOVERY BOARD TYPE 1/2" Treated Gypsum Insulation Board with Glass-Mat (e.g. DensDeck / Securock / Equal) Installed Over an Existing Roof Adhered with Insulation Adhesive |  | SF
4.23 | RECOVERY BOARD TYPE 1/2" Treated Gypsum Insulation Board with Glass-Mat (e.g. DensDeck / Securock / Equal) Installed Over an Existing Roof Mechanically Fastened to Roof Deck - Metal Deck |  | SF
4.24 | RECOVERY BOARD TYPE 1/2" Treated Gypsum Insulation Board with Glass-Mat (e.g. DensDeck / Securock / Equal) Installed Over an Existing Roof Mechanically Fastened to Roof Deck - Wood / Tectum Deck |  | SF
4.25 | RECOVERY BOARD TYPE 1/2" Treated Gypsum Insulation Board with Glass-Mat (e.g. DensDeck / Securock / Equal) Installed Over an Existing Roof Mechanically Fastened to Roof Deck - Lightweight / Gypsum Deck |  | SF
4.26 | RECOVERY BOARD TYPE 1/2" Treated Gypsum Insulation Board with Glass-Mat (e.g. DensDeck / Securock / Equal) Installed Over an Existing Roof Mechanically Fastened to Roof Deck - Concrete Deck |  | SF
4.31 | ADDITIONAL INSULATION OPTION (OVER AN EXISTING ROOF) Install 1.0" of Polyisocyanurate Insulation Over an Existing Roof. All Wet Insulation Must be Replaced Prior to Installation of New Course of Insulation |  | SF
4.32 | ADDITIONAL INSULATION OPTION (OVER AN EXISTING ROOF) Install 1.5" of Polyisocyanurate Insulation Over an Existing Roof. All Wet Insulation Must be Replaced Prior to Installation of New Course of Insulation |  | SF
4.33 | ADDITIONAL INSULATION OPTION (OVER AN EXISTING ROOF) Install 2.0" of Polyisocyanurate Insulation Over an Existing Roof. All Wet Insulation Must be Replaced Prior to Installation of New Course of Insulation |  | SF
4.34 | ADDITIONAL INSULATION OPTION (OVER AN EXISTING ROOF) Install 2.5" of Polyisocyanurate Insulation Over an Existing Roof. All Wet Insulation Must be Replaced Prior to Installation of New Course of Insulation |  | SF
4.35 | ADDITIONAL INSULATION OPTION (OVER AN EXISTING ROOF) Add for Cutting New Insulation to Match the Profile of an Existing Metal Roof. |  | SF
4.41 | INSULATION SUBSTITUTION OPTION Deduct for Providing an R-Value of greater than or equal to 10, but less than 15; instead of the Standard R-Value of 20 (Should be Negatively Priced) - All Applications Other Than Metal Roof Systems |  | SF
4.42 | INSULATION SUBSTITUTION OPTION Deduct for Providing an R-Value of greater than or equal to 15, but less than 18; instead of the Standard R-Value of 20 (Should be Negatively Priced) - All Applications Other Than Metal Roof Systems |  | SF
4.43 | INSULATION SUBSTITUTION OPTION: Deduct for Providing an R-Value of greater than or equal to 18, but less than 20 instead of the Standard R-Value of 20 (Should be Negatively Priced) - All Applications Other Than Metal Roof Systems |  | SF
4.44 | INSULATION SUBSTITUTION OPTION: Add for Providing an R-Value of 25 Instead of the Standard R-Value of 20 - All Applications Other Than Metal Roof Systems |  | SF
4.45 | INSULATION SUBSTITUTION OPTION: Add for Providing an R-Value of 30 Instead of the Standard R-Value of 20 - All Applications Other Than Metal Roof Systems |  | SF
4.46 | INSULATION SUBSTITUTION OPTION Substitute 1/2" Treated Gypsum Insulation Board with Glass-Mat (e.g. DensDeck / Securock / Equal) in Place of the Wood Fiber or Perlite - Adhered in Hot ASTM D 312 Type III or IV Asphalt; Mopped |  | SF
4.47 | INSULATION SUBSTITUTION OPTION Substitute 1/2" Treated Gypsum Insulation Board with Glass-Mat (e.g. DensDeck / Securock / Equal) in Place of the Wood Fiber or Perlite - Adhered with Insulation Adhesive |  | SF
4.51 | INSULATION SLOPE OPTION Provide a 1/4" Tapered Polyisocyanurate Insulation System while Maintaining the Average R-Value Including Tapered Crickets; Adhered in ASTM D 312 Type III or IV Hot Asphalt; Mopped |  | SF
4.52 | INSULATION SLOPE OPTION Provide a 1/8" Tapered Polyisocyanurate Insulation System while Maintaining the Average R-Value; Adhered in ASTM D 312 Type III or IV Hot Asphalt; Mopped |  | SF
4.53 | INSULATION SLOPE OPTION Provide a 1/4" Tapered Polyisocyanurate Insulation System while Maintaining the Average R-Value Including Tapered Crickets; Adhered with Insulation Adhesive |  | SF
4.54 | INSULATION SLOPE OPTION Provide a 1/8" Tapered Polyisocyanurate Insulation System while Maintaining the Average R-Value; Adhered with Insulation Adhesive |  | SF
4.55 | INSULATION SUBSTITUTION OPTION Provide a 1/4" Tapered Insulating Lightweight Concrete System while Maintaining Average R-Value |  | SF
4.56 | INSULATION SUBSTITUTION OPTION Provide a 1/8" Tapered Insulating Lightweight Concrete System while Maintaining Average R-Value |  | SF
4.61 | INSULATION ATTACHMENT OPTION: Provide Attachment Pattern in Compliance with FM 1-60 Wind Uplift Instead of FM 1-90 |  | SF
4.62 | INSULATION ATTACHMENT OPTION: Provide Attachment Pattern in Compliance with FM 1-120 Wind Uplift Instead of FM 1-90 |  | SF
5 | Coat New Roofing With Elastomeric Coating
5.11 | ROOF SYSTEM TYPE Apply an Acrylic Coating per Specifications (1 Gallon per Square per Coat - 2 Coats Required) - Smooth or Mineral Surfaced Modified |  | SF
5.12 | ROOF SYSTEM TYPE Apply an Acrylic Coating per Specifications (1 Gallon per Square per Coat - 2 Coats Required) - Pre-Primed Smooth or Mineral Surfaced Coal Tar |  | SF
5.21 | ROOF SYSTEM TYPE Apply an Urethane Coating per Specifications (1 Gallon per Square per Coat - 2 Coats Required) - Smooth or Mineral Surfaced Modified; With Reinforced Seams |  | SF
5.22 | ROOF SYSTEM TYPE Apply an Urethane Coating per Specifications (1 Gallon per Square per Coat - 2 Coats Required) - Pre-Primed Smooth or Mineral Surfaced Coal Tar; With Reinforced Seams |  | SF
5.31 | ROOF SYSTEM TYPE Apply an Aluminum Coating per Specifications (1 Gallon per Square per Coat - 2 Coats Required) - Smooth or Mineral Surfaced Modified |  | SF
5.32 | ROOF SYSTEM TYPE Apply an Aluminum Coating per Specifications (1 Gallon per Square per Coat - 2 Coats Required) - Pre-Primed Smooth or Mineral Surfaced Coal Tar |  | SF
5.41 | ROOF SYSTEM TYPE Apply a Fibered Aluminum Coating per Specifications (1 Gallon per Square per Coat - 2 Coats Required) - Smooth or Mineral Surfaced Modified |  | SF
5.42 | ROOF SYSTEM TYPE Apply a Fibered Aluminum Coating per Specifications (1 Gallon per Square per Coat - 2 Coats Required) - Pre-Primed Smooth or Mineral Surfaced Coal Tar |  | SF
6 | Roof Deck and Insulation Option
6.11 | METAL ROOF DECK - HOT APPLICATION - ASTM D 312 TYPE III OR IV ASPHALT
6.11.01 | INSULATION OPTION: | Mechanically Fasten Polyisocyanurate / Hot Mop Wood Fiber or Perlite to Provide an Average R-Value of 20 In Compliance with FM 1-90 Requirements | SF
6.12 | WOOD ROOF DECK - HOT APPLICATION - ASTM D 312 TYPE III OR IV ASPHALT
6.12.01 | INSULATION OPTION: | Mechanically Fasten Polyisocyanurate / Hot Mop Wood Fiber or Perlite to Provide an Average R-Value of 20 In Compliance with FM 1-90 Requirements | SF
6.12.02 | INSULATION OPTION: | Without Insulation - Must Include Rosin & Mechanically Fasten Glass Base Sheet Installed with FM 1-90 Attachment Patterns | SF
6.13 | TECTUM ROOF DECK - HOT APPLICATION - ASTM D 312 TYPE III OR IV ASPHALT
6.13.01 | INSULATION OPTION: | Mechanically Attach Base Sheet Utilizing FM 1-90 Attachment Patterns & Hot Mop Polyisocyanurate / Hot Mop Wood Fiber or Perlite to Provide an Average R-Value of 20 In Compliance with FM 1-90 Requirements | SF
6.13.02 | INSULATION OPTION: | Without Insulation - Must Include Rosin & Mechanically Fasten Glass Base Sheet Installed with FM 1-90 Attachment Patterns | SF
6.14 | LIGHTWEIGHT CONCRETE / GYPSUM ROOF DECK - HOT APPLICATION - ASTM D 312 TYPE III OR IV ASPHALT
6.14.01 | INSULATION OPTION: | Must Mechanically Attach a Base Sheet; Hot Mop Polyisocyanurate / Hot Mop Wood Fiber or Perlite to Provide an Average R-Value of 20 In Compliance FM 1-90 Requirements | SF
6.14.02 | INSULATION OPTION: | Without Insulation - Must at Least Mechanically Fasten a Base Sheet to the Roof Deck Prior to Installation Installed with FM 1-90 Attachment Patterns | SF
6.15 | CONCRETE ROOF DECK - HOT APPLICATION - ASTM D 312 TYPE III OR IV ASPHALT
6.15.01 | INSULATION OPTION: | Prime Roof Deck; Hot Mop Polyisocyanurate / Hot Mop Wood Fiber or Perlite to Provide an Average R-Value of 20 In Compliance FM 1-90 Requirements | SF
6.15.02 | INSULATION OPTION: | Without Insulation - Prime Roof Deck; Must at Least 1/2" Wood Fiber or Perlite Hot Mopped to Deck In Compliance FM 1-90 Requirements | SF
6.16 | METAL ROOF DECK - COLD PROCESS APPLICATION
6.16.01 | INSULATION OPTION: | Mechanically Fasten Polyisocyanurate / Adhere High Density Asphalt Coated Wood Fiber with Insulation Adhesive to Provide an Average R-Value of 20 In Compliance FM 1-90 Requirements | SF
6.17 | WOOD ROOF DECK - COLD PROCESS APPLICATION
6.17.01 | INSULATION OPTION: | Mechanically Fasten Polyisocyanurate / Adhere High Density Asphalt Coated Wood Fiber with Insulation Adhesive to Provide an Average R-Value of 20 In Compliance FM 1-90 Requirements | SF
6.17.02 | INSULATION OPTION: | Without Insulation - Must Include Rosin & Mechanically Fasten Glass Base Sheet Installed with FM 1-90 Attachment Patterns | SF
6.18 | TECTUM ROOF DECK - COLD PROCESS APPLICATION
6.18.01 | INSULATION OPTION: | Mechanically Attach Base Sheet & Adhere Polyisocyanurate in Insulation Adhesive / Adhere High Density Asphalt Coated Wood Fiber with Insulation Adhesive to Provide an Average R-Value of 20 In Compliance FM 1-90 Requirements | SF
6.18.02 | INSULATION OPTION: | Without Insulation - Must Include Rosin & Mechanically Fasten Glass Base Sheet Installed with FM 1-90 Attachment Patterns | SF
6.19 | LIGHTWEIGHT CONCRETE / GYPSUM ROOF DECK - COLD PROCESS APPLICATION
6.19.01 | INSULATION OPTION: | Must Mechanically Attach a Base Sheet; Adhere Polyisocyanurate in Insulation Adhesive / Adhere High Density Asphalt Coated Wood Fiber with Insulation Adhesive to Provide an Average R-Value of 20 In Compliance FM 1-90 Requirements | SF
6.19.02 | INSULATION OPTION: | Without Insulation - Must at Least Mechanically Fasten a Base Sheet to the Roof Deck Installed with FM 1-90 Attachment Patterns | SF
6.20 | CONCRETE ROOF DECK - COLD PROCESS APPLICATION
6.20.01 | INSULATION OPTION: | Adhere Polyisocyanurate in Insulation Adhesive / Adhere High Density Asphalt Coated Wood Fiber with Insulation Adhesive to Provide an Average R-Value of 20 In Compliance FM 1-90 Requirements | SF
6.20.02 | INSULATION OPTION: | Without Insulation - Must at Least 1/2" High Density Asphalt Coated Wood Fiber Adhered with Insulation Adhesive to Deck In Compliance FM 1-90 Requirements | SF
6.21 | METAL ROOF DECK - TORCH APPLIED / SELF-ADHERING APPLICATION
6.21.01 | INSULATION OPTION: | Mechanically Fasten Polyisocyanurate / Adhere Treated Gypsum Insulation Board with Glass-Mat (e.g. DensDeck / Securock / Equal) with Insulation Adhesive to Provide an Average R-Value of 20 In Compliance FM 1-90 Requirements | SF
6.22 | WOOD ROOF DECK - TORCH APPLIED / SELF-ADHERING APPLICATION
6.22.01 | INSULATION OPTION: | Mechanically Fasten Polyisocyanurate / Adhere Treated Gypsum Insulation Board with Glass-Mat (e.g. DensDeck / Securock / Equal) with Insulation Adhesive to Provide an Average R-Value of 20 In Compliance FM 1-90 Requirements | SF
6.22.02 | INSULATION OPTION: | Without Insulation - Must Mechanically Attach 1/2" Treated Gypsum Insulation Board with Glass-Mat (e.g. DensDeck / Securock / Equal) Installed with FM 1-90 Attachment Patterns | SF
6.23 | TECTUM ROOF DECK - TORCH APPLIED / SELF-ADHERING APPLICATION
6.23.01 | INSULATION OPTION: | Mechanically Attach Base Sheet & Adhere Polyisocyanurate in Insulation Adhesive / Adhere Treated Gypsum Insulation Board with Glass-Mat (e.g. DensDeck / Securock / Equal) with Insulation Adhesive to Provide an Average R-Value of 20 In Compliance FM 1-90 Requirements | SF
6.23.02 | INSULATION OPTION: | Without Insulation - Must Mechanically Attach 1/2" Treated Gypsum Insulation Board with Glass-Mat (e.g. DensDeck / Securock / Equal) Installed with FM 1-90 Attachment Patterns | SF
6.24 | LIGHTWEIGHT CONCRETE / GYPSUM ROOF DECK - TORCH APPLIED / SELF-ADHERING APPLICATION
6.24.01 | INSULATION OPTION: | Must Mechanically Attach a Base Sheet; Adhere Polyisocyanurate in Insulation Adhesive / Adhere Treated Gypsum Insulation Board with Glass-Mat (e.g. DensDeck / Securock / Equal) with Insulation Adhesive to Provide an Average R-Value of 20 In Compliance FM 1-90 Requirements | SF
6.24.02 | INSULATION OPTION: | Without Insulation - Must at Least Mechanically Fasten a Base Sheet to the Roof Deck Prior to Installation Installed with FM 1-90 Attachment Patterns | SF
6.25 | CONCRETE ROOF DECK - TORCH APPLIED / SELF-ADHERING APPLICATION
6.25.01 | INSULATION OPTION: | Adhere Polyisocyanurate in Insulation Adhesive / Adhere Treated Gypsum Insulation Board with Glass-Mat (e.g. DensDeck / Securock / Equal) with Insulation Adhesive to Provide an Average R-Value of 20 In Compliance FM 1-90 Requirements | SF
6.25.02 | INSULATION OPTION: | Without Insulation - Must Adhere 1/2" Treated Gypsum Insulation Board with Glass-Mat (e.g. DensDeck / Securock / Equal) in Insulation Adhesive In Compliance FM 1-90 Requirements | SF
7 | BUILT-UP MODIFIED ROOF WITH FLOOD COAT AND AGGREGATE IN HOT ASTM D 312 TYPE III OR IV ASPHALT
7.11 | ROOF CONFIGURATION 2 Plies of Glass Felt, Cap Sheet, Flood Coat and Aggregate All in Hot ASTM D 312 Type III OR IV Asphalt
7.11.01 | ROOFING MEMBRANE OPTION: | ASTM D 6163 SBS Fiberglass Reinforced Modified Bituminous Sheet Material Type I - Minimum of 70 lbf/in tensile | SF
7.11.02 | ROOFING MEMBRANE OPTION: | ASTM D 6163 SBS Fiberglass Reinforced Modified Bituminous Sheet Material Type III - Minimum of 220 lbf/in tensile | SF
7.11.03 | ROOFING MEMBRANE OPTION: | ASTM D 6162 SBS Fiberglass/Polyester Reinforced Modified Bituminous Sheet Material Type III - Minimum of 310 lbf/in tensile | SF
7.11.04 | ROOFING MEMBRANE OPTION: | ASTM D 6162 SBS Fiberglass/Polyester Reinforced Modified Bituminous Sheet Material Type III - Minimum of 500 lbf/in tensile | SF
7.11.05 | ROOFING MEMBRANE OPTION: | ASTM D 6162 SBS Fiberglass/Polyester Reinforced Modified Bituminous Sheet Material Type III - Minimum of 600 lbf/in tensile | SF
7.11.06 | WARRANTY CHARGES: | 30 Year - No Dollar Limit Warranty | SF
7.11.07 | DEDUCT TO SQUARE FOOT COST - Hot Applied Modified BUR Substitute Additional Glass Felt (Hot Applications) in Place of ASTM D 6163 SBS Fiberglass Reinforced Modified Bituminous Sheet Material Type I - Minimum of 70 lbf/in tensile (i.e. 3 Ply BUR) |  | SF
7.11.08 | ADD TO PER SQUARE FOOT COST - Hot Applied Modified BUR Each Additional Glass Felt (Hot Applications) Inter-ply Installed |  | SF
8 | BUILT-UP MODIFIED ROOF WITH FLOOD COAT AND AGGREGATE IN COLD PROCESS ASPHALT
8.11 | ROOF CONFIGURATION 2 Plies of Glass Base, Cap Sheet, Flood Coat and Aggregate All in Cold Process Modified Asphalt
8.11.01 | ROOFING MEMBRANE OPTION: | ASTM D 6163 SBS Fiberglass Reinforced Modified Bituminous Sheet Material Type I - Minimum of 70 lbf/in tensile | SF
8.11.02 | ROOFING MEMBRANE OPTION: | ASTM D 6163 SBS Fiberglass Reinforced Modified Bituminous Sheet Material Type III - Minimum of 220 lbf/in tensile | SF
8.11.03 | ROOFING MEMBRANE OPTION: | ASTM D 6162 SBS Fiberglass/Polyester Reinforced Modified Bituminous Sheet Material Type III - Minimum of 310 lbf/in tensile | SF
8.11.04 | ROOFING MEMBRANE OPTION: | ASTM D 6162 SBS Fiberglass/Polyester Reinforced Modified Bituminous Sheet Material Type III - Minimum of 500 lbf/in tensile | SF
8.11.05 | ROOFING MEMBRANE OPTION: | ASTM D 6162 SBS Fiberglass/Polyester Reinforced Modified Bituminous Sheet Material Type III - Minimum of 600 lbf/in tensile | SF
8.11.06 | WARRANTY CHARGES: | 30 Year - No Dollar Limit Warranty | SF
8.11.08 | DEDUCT TO SQUARE FOOT COST - Cold Applied Modified BUR Substitute Additional Glass Base Sheet in Place of ASTM D 6163 SBS Fiberglass Reinforced Modified Bituminous Sheet Material Type I - Minimum of 70 lbf/in tensile (i.e. 3 Ply BUR) |  | SF
8.11.09 | ADD TO PER SQUARE FOOT COST - Cold Applied Modified BUR Each Additional Glass Base (Cold Applications) Inter-ply Installed |  | SF
9 | BUILT-UP MODIFIED ROOF ADHERED IN HOT ASTM D 312 TYPE III OR IV ASPHALT - FLOOD COAT & AGGREGATE IN MODIFIED COAL TAR PITCH
9.11 | ROOF CONFIGURATION 2 ply of Glass Felt, Cap Sheet, Set in Hot Asphalt, Flood Coat in Modified Coal Tar Pitch and Aggregate
9.11.01 | ROOFING MEMBRANE & COATING OPTION: | ASTM D 6163 SBS Fiberglass Reinforced Modified Bituminous Sheet Material Type I - Minimum of 70 lbf/in tensile, Flood Coat in Modified Hot Coal Tar Pitch With 2000% Elongation | SF
9.11.02 | ROOFING MEMBRANE & COATING OPTION | ASTM D 6162 SBS Fiberglass/Polyester Reinforced Modified Bituminous Sheet Material Type III - Minimum of 220 lbf/in tensile, Flood Coat in Modified Hot Coal Tar Pitch With 2000% Elongation | SF
9.11.03 | ROOFING MEMBRANE & COATING OPTION | ASTM D 6162 SBS Fiberglass/Polyester Reinforced Modified Bituminous Sheet Material Type III - Minimum of 310 lbf/in tensile, Flood Coat in Modified Hot Coal Tar Pitch With 2000% Elongation | SF
9.11.04 | ROOFING MEMBRANE & COATING OPTION | ASTM D 6162 SBS Fiberglass/Polyester Reinforced Modified Bituminous Sheet Material Type III - Minimum of 500 lbf/in tensile, Flood Coat in Modified Hot Coal Tar Pitch With 2000% Elongation | SF
9.11.05 | ROOFING MEMBRANE & COATING OPTION | ASTM D 6162 SBS Fiberglass/Polyester Reinforced Modified Bituminous Sheet Material Type III - 600 lbf/in tensile, Flood Coat in Modified Hot Coal Tar Pitch With 2000% Elongation | SF
9.11.06 | COATING OPTION: | Add/Deduct for Installing Flood Coat in Cold Process Coal Tar Pitch | SF
9.11.07 | WARRANTY CHARGES: | 30 Year - No Dollar Limit Warranty | SF
10 | BUILT-UP MODIFIED ROOF WITH MINERAL CAP SHEET ADHERED IN HOT ASTM D 312 TYPE III OR IV ASPHALT
10.11 | ROOF CONFIGURATION 2 ply of Glass Felt, Mineral Surfaced Cap Sheet, Set in Hot ASTM D 312 Type III or IV Asphalt
10.11.01 | ROOFING MEMBRANE OPTION: | ASTM D 6163 SBS Fiberglass Reinforced Modified Bituminous Sheet Material Type I - Minimum of 70 lbf/in tensile | SF
10.11.02 | ROOFING MEMBRANE OPTION: | ASTM D 6163 SBS Fiberglass Reinforced Modified Bituminous Sheet Material Type III - Minimum of 220 lbf/in tensile | SF
10.11.03 | ROOFING MEMBRANE OPTION: | ASTM D 6162 SBS Fiberglass/Polyester Reinforced Modified Bituminous Sheet Material Type III - Minimum of 310 lbf/in tensile | SF
10.11.04 | ROOFING MEMBRANE OPTION: | ASTM D 6162 SBS Fiberglass/Polyester Reinforced Modified Bituminous Sheet Material Type III - Minimum of 500 lbf/in tensile | SF
10.11.05 | ROOFING MEMBRANE OPTION: | ASTM D 6162 SBS Fiberglass/Polyester Reinforced Modified Bituminous Sheet Material Type III - Minimum of 600 lbf/in tensile | SF
10.11.06 | WARRANTY CHARGES: | 20 Year - No Dollar Limit Warranty | SF
11 | BUILT-UP MODIFIED ROOF WITH MINERAL CAP SHEET ADHERED IN COLD PROCESS ASPHALT
11.11 | ROOF CONFIGURATION 2 ply Glass Base, Mineral Cap Sheet, Set in Cold Process Modified Asphalt
11.11.01 | ROOFING MEMBRANE OPTION: | ASTM D 6163 SBS Fiberglass Reinforced Modified Bituminous Sheet Material Type I - Minimum of 70 lbf/in tensile | SF
11.11.02 | ROOFING MEMBRANE OPTION: | ASTM D 6163 SBS Fiberglass Reinforced Modified Bituminous Sheet Material Type III - Minimum of 220 lbf/in tensile | SF
11.11.03 | ROOFING MEMBRANE OPTION: | ASTM D 6162 SBS Fiberglass/Polyester Reinforced Modified Bituminous Sheet Material Type III - Minimum of 310 lbf/in tensile | SF
11.11.04 | ROOFING MEMBRANE OPTION: | ASTM D 6162 SBS Fiberglass/Polyester Reinforced Modified Bituminous Sheet Material Type III - Minimum of 500 lbf/in tensile | SF
11.11.05 | ROOFING MEMBRANE OPTION: | ASTM D 6162 SBS Fiberglass/Polyester Reinforced Modified Bituminous Sheet Material Type III - Minimum of 600 lbf/in tensile | SF
11.11.06 | WARRANTY CHARGES: | 20 Year - No Dollar Limit Warranty | SF
12 | 2-PLY ROOF SYSTEMS - COMBINATIONS OF A BASE PLY & A CAP SHEET (TOP PLY) PLEASE NOTE: BASE PLY & CAP SHEET COMBINATIONS MUST BE APPROVED BY THE MANUFACTURER
12.11 | ROOF CONFIGURATION 1 Ply Modified Base Sheet Adhered in Hot ASTM D 312 Type III or IV Asphalt
12.11.01 | BASE PLY OPTION: | ASTM D 6163 SBS Fiberglass Reinforced Modified Bituminous Sheet Material Type I - 70 lbf/in tensile | SF
12.11.02 | BASE PLY OPTION: | ASTM D 6163 SBS Fiberglass Reinforced Modified Bituminous Sheet Material Type III - 220 lbf/in tensile | SF
12.11.03 | BASE PLY OPTION: | ASTM D 6162 SBS Fiberglass/Polyester Reinforced Modified Bituminous Sheet Material Type III - 310 lbf/in tensile | SF
12.11.04 | PER SQUARE FOOT COST - Hot Applied Modified Multi-ply Systems Each Additional Modified Base Sheet (Hot Applications) Inter-ply Installed |  | SF
12.12 | ROOF CONFIGURATION 1 Ply Modified Base Sheet Adhered in Cold Process Modified Asphalt
12.12.01 | BASE PLY OPTION: | ASTM D 6163 SBS Fiberglass Reinforced Modified Bituminous Sheet Material Type I - 70 lbf/in tensile | SF
12.12.02 | BASE PLY OPTION: | ASTM D 6163 SBS Fiberglass Reinforced Modified Bituminous Sheet Material Type III - 220 lbf/in tensile | SF
12.12.03 | BASE PLY OPTION: | ASTM D 6162 SBS Fiberglass/Polyester Reinforced Modified Bituminous Sheet Material Type III - 310 lbf/in tensile | SF
12.12.04 | PER SQUARE FOOT COST - Cold Applied Modified Multi-ply Systems Each Additional Modified Base Sheet (Cold Applications) Inter-ply Installed |  | SF
12.12.05 | PER SQUARE FOOT COST - Cold Applied Modified Multi-ply Systems Substitute Cold Process Adhesive with Alternative Solvent Free Adhesive |  | SF
12.13 | ROOF CONFIGURATION 1 Ply of Torch Base Sheet Installed with Torch Application
12.13.01 | BASE PLY OPTION: | SBS Modified Asphalt-Based, Fiberglass Reinforced Torch Base Sheet - Minimum of 80 lbf/in tensile Torch-Applied Base Sheet (ASTM D 5147) | SF
12.13.02 | BASE PLY OPTION: | ASTM D 6163 SBS Fiberglass Reinforced Modified Bituminous Sheet Material Type III - 210 lbf/in tensile | SF
12.13.03 | PER SQUARE FOOT COST - Torch-Applied Modified Multi-ply Systems Each Additional Torch-Applied Modified Base Sheet Inter-ply Installed |  | SF
12.14 | ROOF CONFIGURATION 1 Ply of Self-Adhering Base Installed Using Self-Adhering Backing
12.14.01 | BASE PLY OPTION: | SBS Modified Asphalt-Based, Polyester OR Fiberglass/Polyester OR Fiberglass Reinforced Self-Adhering Base Sheet - Minimum of 50 lbf/in tensile | SF
12.14.02 | PER SQUARE FOOT COST - Self-Adhering Modified Multi-ply Systems Each Additional Self-Adhering Modified Base Sheet Inter-ply Installed |  | SF
12.21 | ROOF CONFIGURATION 1 Ply Cap Sheet, Flood Coat and Aggregate Adhered in Hot ASTM D 312 Type III OR IV Asphalt
12.21.01 | ROOFING MEMBRANE OPTION: | ASTM D 6163 SBS Fiberglass Reinforced Modified Bituminous Sheet Material Type I - Minimum of 70 lbf/in tensile | SF
12.21.02 | ROOFING MEMBRANE OPTION: | ASTM D 6163 SBS Fiberglass Reinforced Modified Bituminous Sheet Material Type III - Minimum of 220 lbf/in tensile | SF
12.21.03 | ROOFING MEMBRANE OPTION: | ASTM D 6162 SBS Fiberglass/Polyester Reinforced Modified Bituminous Sheet Material Type III - Minimum of 310 lbf/in tensile | SF
12.21.04 | ROOFING MEMBRANE OPTION: | ASTM D 6162 SBS Fiberglass/Polyester Reinforced Modified Bituminous Sheet Material Type III - Minimum of 500 lbf/in tensile | SF
12.21.05 | ROOFING MEMBRANE OPTION: | ASTM D 6162 SBS Fiberglass/Polyester Reinforced Modified Bituminous Sheet Material Type III - Minimum of 600 lbf/in tensile | SF
12.21.06 | WARRANTY CHARGES: | 30 Year - No Dollar Limit Warranty | SF
12.22 | ROOF CONFIGURATION 1 Ply Mineral Surfaced Cap Sheet Adhered in Hot ASTM D 312 Type III or IV Asphalt
12.22.01 | ROOFING MEMBRANE OPTION: | ASTM D 6163 SBS Fiberglass Reinforced Modified Bituminous Sheet Material Type I - Minimum of 70 lbf/in tensile | SF
12.22.02 | ROOFING MEMBRANE OPTION: | ASTM D 6163 SBS Fiberglass Reinforced Modified Bituminous Sheet Material Type III - Minimum of 220 lbf/in tensile | SF
12.22.03 | ROOFING MEMBRANE OPTION: | ASTM D 6162 SBS Fiberglass/Polyester Reinforced Modified Bituminous Sheet Material Type III - Minimum of 310 lbf/in tensile | SF
12.22.04 | ROOFING MEMBRANE OPTION: | ASTM D 6162 SBS Fiberglass/Polyester Reinforced Modified Bituminous Sheet Material Type III - Minimum of 500 lbf/in tensile | SF
12.22.05 | ROOFING MEMBRANE OPTION: | ASTM D 6162 SBS Fiberglass/Polyester Reinforced Modified Bituminous Sheet Material Type III - Minimum of 600 lbf/in tensile | SF
12.22.06 | WARRANTY CHARGES: | 20 Year - No Dollar Limit Warranty | SF
12.23 | ROOF CONFIGURATION 1 Ply Cap Sheet, Set in Hot ASTM D 312 Type III or IV Asphalt, Flood Coat & Aggregate in Hot Modified Coal Tar Pitch
12.23.01 | ROOFING MEMBRANE & COATING OPTION: | ASTM D 6163 SBS Fiberglass Reinforced Modified Bituminous Sheet Material Type I - Minimum of 70 lbf/in tensile, Flood Coat in Modified Hot Coal Tar Pitch With 2000% Elongation | SF
12.23.02 | ROOFING MEMBRANE & COATING OPTION | ASTM D 6162 SBS Fiberglass/Polyester Reinforced Modified Bituminous Sheet Material Type III - Minimum of 220 lbf/in tensile, Flood Coat in Modified Hot Coal Tar Pitch With 2000% Elongation | SF
12.23.03 | ROOFING MEMBRANE & COATING OPTION | ASTM D 6162 SBS Fiberglass/Polyester Reinforced Modified Bituminous Sheet Material Type III - Minimum of 310 lbf/in tensile, Flood Coat in Modified Hot Coal Tar Pitch With 2000% Elongation | SF
12.23.04 | ROOFING MEMBRANE & COATING OPTION | ASTM D 6162 SBS Fiberglass/Polyester Reinforced Modified Bituminous Sheet Material Type III - Minimum of 500 lbf/in tensile, Flood Coat in Modified Hot Coal Tar Pitch With 2000% Elongation | SF
12.23.05 | ROOFING MEMBRANE & COATING OPTION | ASTM D 6162 SBS Fiberglass/Polyester Reinforced Modified Bituminous Sheet Material Type III - Minimum 600 lbf/in tensile, Flood Coat in Modified Hot Coal Tar Pitch With 2000% Elongation | SF
12.23.06 | COATING OPTION: | Add/Deduct for Installing Flood Coat in Cold Process Coal Tar Pitch | SF
12.23.07 | WARRANTY CHARGES: | 30 Year - No Dollar Limit Warranty | SF
12.31 | ROOF CONFIGURATION 1 Ply Cap Sheet, Flood Coat and Aggregate Adhered in Cold Process Modified Asphalt
12.31.01 | ROOFING MEMBRANE OPTION: | ASTM D 6163 SBS Fiberglass Reinforced Modified Bituminous Sheet Material Type I - Minimum of 70 lbf/in tensile | SF
12.31.02 | ROOFING MEMBRANE OPTION: | ASTM D 6163 SBS Fiberglass Reinforced Modified Bituminous Sheet Material Type III - Minimum of 220 lbf/in tensile | SF
12.31.03 | ROOFING MEMBRANE OPTION: | ASTM D 6162 SBS Fiberglass/Polyester Reinforced Modified Bituminous Sheet Material Type III - Minimum of 310 lbf/in tensile | SF
12.31.04 | ROOFING MEMBRANE OPTION: | ASTM D 6162 SBS Fiberglass/Polyester Reinforced Modified Bituminous Sheet Material Type III - Minimum of 500 lbf/in tensile | SF
12.31.05 | ROOFING MEMBRANE OPTION: | ASTM D 6162 SBS Fiberglass/Polyester Reinforced Modified Bituminous Sheet Material Type III - Minimum of 600 lbf/in tensile | SF
12.31.06 | WARRANTY CHARGES: | 30 Year - No Dollar Limit Warranty | SF
12.31.07 | PER SQUARE FOOT COST - Cold Applied Modified BUR Substitute Cold Process Adhesive with Alternative Solvent Free Adhesive |  | SF
12.32 | ROOF CONFIGURATION 1 Ply Mineral Surfaced Cap Sheet Adhered in Cold Process Modified Asphalt
12.32.01 | ROOFING MEMBRANE OPTION: | ASTM D 6163 SBS Fiberglass Reinforced Modified Bituminous Sheet Material Type I - Minimum of 70 lbf/in tensile | SF
12.32.02 | ROOFING MEMBRANE OPTION: | ASTM D 6163 SBS Fiberglass Reinforced Modified Bituminous Sheet Material Type III - Minimum of 220 lbf/in tensile | SF
12.32.03 | ROOFING MEMBRANE OPTION: | ASTM D 6162 SBS Fiberglass/Polyester Reinforced Modified Bituminous Sheet Material Type III - Minimum of 310 lbf/in tensile | SF
12.32.04 | ROOFING MEMBRANE OPTION: | ASTM D 6162 SBS Fiberglass/Polyester Reinforced Modified Bituminous Sheet Material Type III - Minimum of 500 lbf/in tensile | SF
12.32.05 | ROOFING MEMBRANE OPTION: | ASTM D 6162 SBS Fiberglass/Polyester Reinforced Modified Bituminous Sheet Material Type III - Minimum of 600 lbf/in tensile | SF
12.32.06 | WARRANTY CHARGES: | 20 Year - No Dollar Limit Warranty | SF
12.32.07 | PER SQUARE FOOT COST - Cold Applied Modified BUR Substitute Cold Process Adhesive with Alternative Solvent Free Adhesive |  | SF
12.33 | ROOF CONFIGURATION 1 Ply Cap Sheet, Set in Cold Process Asphalt, Flood Coat & Aggregate in Cold Applied Modified Coal Tar Pitch and Aggregate
12.33.01 | ROOFING MEMBRANE & COATING OPTION: | ASTM D 6163 SBS Fiberglass Reinforced Modified Bituminous Sheet Material Type I - Minimum of 70 lbf/in tensile | SF
12.33.02 | ROOFING MEMBRANE & COATING OPTION | ASTM D 6162 SBS Fiberglass/Polyester Reinforced Modified Bituminous Sheet Material Type III - Minimum of 220 lbf/in tensile | SF
12.33.03 | ROOFING MEMBRANE & COATING OPTION | ASTM D 6162 SBS Fiberglass/Polyester Reinforced Modified Bituminous Sheet Material Type III - Minimum of 310 lbf/in tensile | SF
12.33.04 | ROOFING MEMBRANE & COATING OPTION | ASTM D 6162 SBS Fiberglass/Polyester Reinforced Modified Bituminous Sheet Material Type III - Minimum of 500 lbf/in tensile | SF
12.33.05 | ROOFING MEMBRANE & COATING OPTION | ASTM D 6162 SBS Fiberglass/Polyester Reinforced Modified Bituminous Sheet Material Type III - Minimum 600 lbf/in tensile | SF
12.33.06 | WARRANTY CHARGES: | 30 Year - No Dollar Limit Warranty | SF
12.41 | ROOF CONFIGURATION 1 Ply of Mineral Surfaced, Torch-Applied Cap Sheet Installed with Torch Application
12.41.01 | ROOFING MEMBRANE OPTION: | ASTM D 6162 SBS Fiberglass/Polyester Reinforced Modified Bituminous Sheet Material Type III - Minimum 300 lbf/in tensile Torch-Applied Membrane | SF
12.41.02 | WARRANTY CHARGES: | 20 Year - No Dollar Limit Warranty | SF
12.42 | ROOF CONFIGURATION 1 Ply of Torch-Applied Cap Sheet Installed with Torch Application and Finished with a Flood Coat & Aggregate in Cold Process Modified Asphalt
12.42.01 | ROOFING MEMBRANE OPTION: | ASTM D 6162 SBS Fiberglass/Polyester Reinforced Modified Bituminous Sheet Material Type III - Minimum of 300 lbf/in tensile Torch-Applied Membrane | SF
12.42.02 | WARRANTY CHARGES: | 30 Year - No Dollar Limit Warranty | SF
12.42.03 | PER SQUARE FOOT COST - TORCH APPLIED ROOF Each Additional Torch Applied Base Sheet Inter-Ply Installed |  | SF
12.51 | ROOF CONFIGURATION 1 Ply of Mineral Surfaced, Self-Adhering Cap Sheet Installed Using Self-Adhering Backing
12.51.01 | ROOF CONFIGURATION OPTION: | ASTM D 6161 (Polyester) OR 6162 (Fiberglass/Polyester) OR 6163 (Fiberglass) Self-Adhering Reinforced Modified Bituminous Sheet Material Type III - Minimum of 130 lbf/in tensile | SF
12.51.02 | WARRANTY CHARGES: | 20 Year - No Dollar Limit Warranty | SF
12.51.03 | PER SQUARE FOOT COSTS - EACH ADDITIONAL SELF-ADHERING BASE PLY SHEET INSTALLED SBS Polyester OR Fiberglass/Polyester OR Fiberglass Reinforced Self-Adhering Base Sheet - 50 lbf/in tensile |  | SF
12.61 | ROOF CONFIGURATION 1 Ply Fleece-Back Polymeric Cap Sheet (Top Ply) Adhered in Hot ASTM D 312 Type III OR IV Asphalt with Heat Welded Seams
12.61.01 | POLYMERIC TOP PLY OPTION: | ASTM D 6754 - Ketone Ethylene Ester (KEE) - 50 Mil Thickness | SF
12.61.02 | POLYMERIC TOP PLY OPTION: | ASTM D 6754 - Ketone Ethylene Ester (KEE) - 60 Mil Thickness | SF
12.61.03 | WARRANTY CHARGES: | 25 Year - No Dollar Limit Warranty | SF
12.62 | ROOF CONFIGURATION 1 Ply Fleece-Back Polymeric Cap Sheet (Top Ply) Adhered in Membrane Adhesive with Heat Weld Seams
12.62.01 | POLYMERIC TOP PLY OPTION: | ASTM D 6754 - Ketone Ethylene Ester (KEE) - 50 Mil Thickness | SF
12.62.02 | POLYMERIC TOP PLY OPTION: | ASTM D 6754 - Ketone Ethylene Ester (KEE) - 60 Mil Thickness | SF
12.62.03 | WARRANTY CHARGES: | 25 Year - No Dollar Limit Warranty | SF
12.62.04 | PER SQUARE FOOT COST - Cold Applied Fleece-Back Polymeric Cap Sheet (Top Ply) Substitute Membrane Adhesive with Cold Applied Asphalt Adhesive |  | SF
12.62.05 | PER SQUARE FOOT COST - Cold Applied Fleece-Back Polymeric Cap Sheet (Top Ply) Substitute Membrane Adhesive with Solvent-Free Asphalt Adhesive |  | SF
13 | BUILT-UP COAL TAR ROOF WITH FLOOD COAT AND AGGREGATE IN MODIFIED HOT COAL TAR PITCH
13.11 | ROOF CONFIGURATION 1 Ply of Glass Base, 3 Plies of Polyester Mat or 4 ply of Coal Tar Felts in Modified Hot Coal Tar Pitch (CTP), [Insulation & Glass Base] Set in Hot ASTM D 312 Type III or IV Asphalt
13.11.01 | ROOF CONFIGURATION OPTION: | 4-Ply ASTM D 4990 Type I Coal Tar Saturated Felts in Modified Coal Tar Pitch; Modified CTP with 2000% Elongation | SF
13.11.02 | ROOF CONFIGURATION OPTION: | 3-Ply Continuous Filament Polyester Mat (5.0 oz./yd2) in Modified Coal Tar Pitch; Modified CTP with 2000% Elongation | SF
13.11.03 | WARRANTY CHARGES: | 20 Year - No Dollar Limit Warranty | SF
13.11.04 | PER SQUARE FOOT COST - SUBSTITUTE STANDARD COAL TAR PITCH Add/Deduct for Using Standard Coal Tar Pitch Instead of Modified Coal Tar Pitch |  | SF
13.11.05 | PER SQUARE FOOT COST - SUBSTITUTE COLD PROCESS MODIFIED COAL TAR PITCH FOR FLOOD COAT Add/Deduct for Using Cold Process Modified Coal Tar Pitch for Flood Coat Instead of Hot Modified Coal Tar Pitch |  | SF
14 | METAL ROOFING SYSTEMS - LOW SLOPE & STEEP SLOPE (2)
14.11 | INSULATION OPTIONS FOR ARCHITECTURAL STANDING SEAM ROOF INSTALLATION OVER SUBSTRATE
14.11.01 | INSULATION OPTION: | Architectural Application - No Insulation; 30 lbs. Felt Underlayment Over Deck | SF
14.11.02 | INSULATION OPTION: | Architectural Application - No Insulation - WOOD DECK: Class A Fire-Retardant Underlayment | SF
14.11.03 | INSULATION OPTION: | Architectural Application - Minimal Insulation - WOOD OR METAL DECK: Must Have 1/2" Treated Gypsum Board with Glass-Mat (e.g. DensDeck / Securock / Equal); & 40 mil Self-Adhering Underlayment | SF
14.11.04 | INSULATION OPTION: | Architectural Application - Mechanically Fasten Polyisocyanurate to Provide an Average R-Value of 20; with 40 mil Self-Adhering Underlayment | SF
14.11.05 | INSULATION OPTION: | Structural Application Over Open Framing; Over Retrofit Framing; Over an Existing Roof Using Steel Furring - No Insulation | SF
14.11.06 | INSULATION OPTION: | Structural Application Over Open Framing or Over Retrofit Framing - Fiberglass Batten Insulation with an R-Value of 30 | SF
14.11.07 | INSULATION OPTION: | Structural Application Over Retrofit Framing - Loose Laid Fiberglass Blanket on Existing Deck with an R-Value of 30 | SF
14.11.08 | INSULATION OPTION: | Structural Application Over an Existing Roof Using Steel Furring - Fiberglass Batten Insulation with an R-Value of 20 | SF
14.11.09 | INSULATION OPTION: | Structural Application Over an Existing Roof Using Steel Furring - Mechanically Fastened Polyisocyanurate on Existing Roof with an R-Value of 20 | SF
14.21 | ROOF CONFIGURATION Architectural or Structural Standing Seam Roof System; Seam Height At or Above 2"
14.21.01 | THICKNESS OPTION: | Bare Aluminum Panel Price - 0.032" Aluminum, 18" - 19" Wide Panels | SF
14.21.02 | THICKNESS OPTION: | Add for Bare Aluminum 0.040" Aluminum , 18" - 19" Wide Panels | SF
14.21.03 | PANEL WIDTH OPTION: | Add for 12" - 13" Panel Width - Aluminum | SF
14.21.04 | PANEL WIDTH OPTION: | Add for 16" - 17" Panel Width - Aluminum | SF
14.21.05 | PANEL WIDTH OPTION: | Add for 24" - 25" Panel Width - Aluminum | SF
14.21.06 | THICKNESS OPTION: | Bare Galvalume Coated Steel or Equal Panel Price - 24 Ga, 18" - 19" Wide Panels | SF
14.21.07 | THICKNESS OPTION: | Bare Galvalume Coated Steel or Equal Panel Price - 22 Ga, 18" - 19" Wide Panels | SF
14.21.08 | PANEL WIDTH OPTION: | Add for 12" - 13" Panel Width - Galvalume Coated Steel or Equal | SF
14.21.09 | PANEL WIDTH OPTION: | Add for 16" - 17" Panel Width - Galvalume Coated Steel or Equal | SF
14.21.10 | PANEL WIDTH OPTION: | Add for 24" - 25" Panel Width - Galvalume Coated Steel or Equal | SF
14.21.11 | COLOR OPTION: | Add for Standard Colors - Fluorocarbon Paint System Over Aluminum or Galvalume Coated Steel Or Equal | SF
14.21.12 | COLOR OPTION: | Add for Designer Colors - Fluorocarbon Paint System Over Aluminum or Galvalume Coated Steel Or Equal | SF
14.21.13 | COLOR OPTION: | Add for Premium or Custom Colors - Fluorocarbon Paint System Over Aluminum or Galvalume Coated Steel Or Equal | SF
14.21.14 | THICKNESS OPTION: | Stainless Steel Panel Price - 24 Ga , 18" - 19" Wide Panels | SF
14.21.15 | THICKNESS OPTION: | Stainless Steel Panel Price - 22 Ga, 18" - 19" Wide Panels | SF
14.21.16 | PANEL WIDTH OPTION: | Add for 12" - 13" Panel Width - Stainless Steel | SF
14.21.17 | PANEL WIDTH OPTION: | Add for 16" - 17" Panel Width - Stainless Steel | SF
14.21.18 | PANEL WIDTH OPTION: | Add for 24" - 25" Panel Width - Stainless Steel | SF
14.21.19 | THICKNESS OPTION: | Copper Panel Price - 16 oz,18" - 19" Wide Panels | SF
14.21.20 | THICKNESS OPTION: | Copper Panel Price - 20 Oz, 18" - 19" Wide Panels | SF
14.21.21 | PANEL WIDTH OPTION: | Add for 12" - 13" Panel Width - Copper | SF
14.21.22 | PANEL WIDTH OPTION: | Add for 16" - 17" Panel Width - Copper | SF
14.21.23 | PANEL WIDTH OPTION: | Add for 24" - 25" Panel Width - Copper | SF
14.21.24 | THICKNESS OPTION: | Zinc Panel Price - 0.032", 18" - 19" Wide Panels | SF
14.21.25 | THICKNESS OPTION: | Zinc Panel Price - 0.040", 18" - 19" Wide Panels | SF
14.21.26 | PANEL WIDTH OPTION: | Add for 12" - 13" Panel Width - Zinc | SF
14.21.27 | PANEL WIDTH OPTION: | Add for 16" - 17" Panel Width - Zinc | SF
14.21.28 | PANEL WIDTH OPTION: | Add for 24" - 25" Panel Width - Zinc | SF
14.21.29 | PANEL INSTALLATION OPTION: | Architectural Application - Installed Over a Deck At or Above 3:12 Slope | SF
14.21.30 | PANEL INSTALLATION OPTION: | Architectural Application - Installed Over a Deck Below 3:12 Slope | SF
14.21.31 | PANEL INSTALLATION OPTION: | Structural Application - Installed Over Open Framing At or Above 3:12 Slope | SF
14.21.32 | PANEL INSTALLATION OPTION: | Structural Application - Installed Over Open Framing Below 3:12 Slope | SF
14.21.33 | PANEL INSTALLATION OPTION: | Structural Application - At or Above 3:12 Slope - Installed Over Retrofit Framing System | SF
14.21.34 | PANEL INSTALLATION OPTION: | Structural Application - Installed Over Retrofit Framing System Below 3:12 Slope | SF
14.21.35 | PANEL INSTALLATION OPTION: | Structural Application - Installed Over Existing Roof Using Steel Furring At or Above 3:12 Slope | SF
14.21.36 | PANEL INSTALLATION OPTION: | Structural Application - Installed Over Existing Roof Using Steel Furring Below 3:12 Slope | SF
14.21.37 | WARRANTY CHARGES: | 30 Year - No Dollar Limit Warranty | SF
14.31 | ROOF CONFIGURATION Architectural or Structural Standing Seam Roof System; Seam Height At or Above 1" Below 2"; Aluminum Panels
14.31.01 | THICKNESS OPTION: | Bare Aluminum Panel Price - 0.032" Aluminum, 18" Wide Panels | SF
14.31.02 | THICKNESS OPTION: | Add for Bare Aluminum 0.040" Aluminum , 18" Wide Panels | SF
14.31.03 | PANEL WIDTH OPTION: | Add for 12" Panel Width - Aluminum | SF
14.31.04 | PANEL WIDTH OPTION: | Add for 16" Panel Width - Aluminum | SF
14.31.05 | THICKNESS OPTION: | Bare Galvalume Coated Steel or Equal Panel Price - 24 Ga, 18" Wide Panels | SF
14.31.06 | THICKNESS OPTION: | Bare Galvalume Coated Steel or Equal Panel Price - 22 Ga, 18" Wide Panels | SF
14.31.07 | PANEL WIDTH OPTION: | Add for 12" Panel Width - Galvalume Coated Steel or Equal | SF
14.31.08 | PANEL WIDTH OPTION: | Add for 16" Panel Width - Galvalume Coated Steel or Equal | SF
14.31.09 | COLOR OPTION: | Add for Standard Colors - Fluorocarbon Paint System Over Aluminum or Galvalume Coated Steel Or Equal | SF
14.31.10 | COLOR OPTION: | Add for Designer Colors - Fluorocarbon Paint System Over Aluminum or Galvalume Coated Steel Or Equal | SF
14.31.11 | COLOR OPTION: | Add for Premium or Custom Colors - Fluorocarbon Paint System Over Aluminum or Galvalume Coated Steel Or Equal | SF
14.31.12 | THICKNESS OPTION: | Stainless Steel Panel Price - 24 Ga , 18" Wide Panels | SF
14.31.13 | THICKNESS OPTION: | Stainless Steel Panel Price - 22 Ga, 18" Wide Panels | SF
14.31.14 | PANEL WIDTH OPTION: | Add for 12" Panel Width - Stainless Steel | SF
14.31.15 | PANEL WIDTH OPTION: | Add for 16" Panel Width - Stainless Steel | SF
14.31.16 | THICKNESS OPTION: | Copper Panel Price - 16 oz,18" Wide Panels | SF
14.31.17 | THICKNESS OPTION: | Copper Panel Price - 20 Oz, 18" Wide Panels | SF
14.31.18 | PANEL WIDTH OPTION: | Add for 12" Panel Width - Copper | SF
14.31.19 | PANEL WIDTH OPTION: | Add for 16" Panel Width - Copper | SF
14.31.20 | THICKNESS OPTION: | Zinc Panel Price - 0.032", 18" Wide Panels | SF
14.31.21 | THICKNESS OPTION: | Zinc Panel Price - 0.040", 18" Wide Panels | SF
14.31.22 | PANEL WIDTH OPTION: | Add for 12" Panel Width - Zinc | SF
14.31.23 | PANEL WIDTH OPTION: | Add for 16" Panel Width - Zinc | SF
14.31.24 | PANEL INSTALLATION OPTION: | Architectural Application - Installed Over Substrate At or Above 3:12 Slope | SF
14.31.25 | PANEL INSTALLATION OPTION: | Architectural Application - Installed Over Substrate Below 3:12 Slope | SF
14.31.26 | PANEL INSTALLATION OPTION: | Structural Application - Installed Over Open Framing At or Above 3/12 Slope | SF
14.31.27 | PANEL INSTALLATION OPTION: | Structural Application - Installed Over Retrofit Framing System At or Above 3:12 Slope | SF
14.31.28 | PANEL INSTALLATION OPTION: | Structural Application - Installed Over Existing Roof Using Steel Furring At or Above 3:12 Slope | SF
14.31.29 | WARRANTY CHARGES: | 20 Year - Limited Warranty | SF
14.41 | ROOF CONFIGURATION Architectural Standing Seam Roof System; Seam Height Below 1"
14.41.01 | THICKNESS OPTION: | Bare Aluminum Panel Price - 0.032" Aluminum, 14.5" Wide Panels | SF
14.41.02 | THICKNESS OPTION: | Add for Bare Aluminum 0.040" Aluminum, 14.5" Wide Panels | SF
14.41.03 | THICKNESS OPTION: | Bare Galvalume Coated Steel or Equal Panel Price - 24 Ga, 14.5" Wide Panels | SF
14.41.04 | THICKNESS OPTION: | Bare Galvalume Coated Steel or Equal Panel Price - 22 Ga, 14.5" Wide Panels | SF
14.41.05 | COLOR OPTION: | Add for Standard Colors - Fluorocarbon Paint System Over Aluminum or Galvalume Coated Steel Or Equal | SF
14.41.06 | COLOR OPTION: | Add for Designer Colors - Fluorocarbon Paint System Over Aluminum or Galvalume Coated Steel Or Equal | SF
14.41.07 | COLOR OPTION: | Add for Premium or Custom Colors - Fluorocarbon Paint System Over Aluminum or Galvalume Coated Steel Or Equal | SF
14.41.08 | THICKNESS OPTION: | Stainless Steel Panel Price - 24 Ga, 14.5" Wide Panels | SF
14.41.09 | THICKNESS OPTION: | Stainless Steel Panel Price - 22 Ga, 14.5" Wide Panels | SF
14.41.10 | THICKNESS OPTION: | Copper Panel Price - 16 Oz., 14.5" Wide Panels | SF
14.41.11 | THICKNESS OPTION: | Copper Panel Price - 20 Oz., 14.5" Wide Panels | SF
14.41.12 | THICKNESS OPTION: | Zinc Panel Price - 0.032" , 14.5" Wide Panels | SF
14.41.13 | THICKNESS OPTION: | Zinc Panel Price - 0.040", 14.5" Wide Panels | SF
14.41.14 | PANEL INSTALLATION OPTION: | Architectural Application - Installed Over Substrate At or Above 3:12 Slope | SF
14.41.15 | PANEL INSTALLATION OPTION: | Architectural Application - Installed Over Substrate Below 3:12 Slope | SF
14.41.16 | WARRANTY CHARGES: | 15 Year - Limited Warranty | SF
14.51 | ROOF CONFIGURATION Flat Seam Metal Roof System - 8' Wide / 30 Gauge
14.51.01 | INSULATION OPTION: | 3/4" of Expanded Polystyrene (Minimum 1.5 lbs/cft) - Includes Panel and Installation of Roof System | SF
14.51.02 | INSULATION OPTION: | Mechanically Fastened Polyisocyanurate with an Average R-Value of 20 - Includes Panel and Installation of Roof System | SF
14.51.03 | UNDERLAYMENT OPTION: | Add Install 40 mil self-adhesive membrane as an Underlayment | SF
14.51.04 | PANEL WIDTH OPTION: | Add/Deduct for 6' Wide Option | SF
14.51.05 | PANEL WIDTH OPTION: | Add/Deduct for 10' Wide Option | SF
14.51.06 | PANEL WIDTH OPTION: | Add/Deduct for 12' Wide Option | SF
14.51.07 | WARRANTY CHARGES: | 15 Year - Limited Warranty | SF
15 | RESTORATIONS - RECOATING OF EXISTING ROOF SYSTEMS
15.11 | RESATURATION OF ASPHALT ROOF SYSTEMS Wet Vac Roof to Remove Aggregate, Apply Cold Applied Modified Asphalt Flood Coat & New Aggregate as Specified - Coating Applied at 6-8 Gallons per Sq. w/ New Gravel (New Flashings also Required Separate Line Item) |  | SF
15.12 | RESATURATION OF COAL-TAR PITCH ROOF SYSTEMS Wet Vac Roof to Remove Aggregate, Apply Cold Applied Modified Coal Tar Flood Coat & New Aggregate as Specified Applied at 6-8 Gallons per Sq. w/ New Gravel (New Flashings also Required Refer to Flashing Line Item) |  | SF
15.21 | ELASTOMERIC RESTORATIVE COATING FOR METAL ROOF SYSTEMS Power Wash & Clean with TSP; Use Portable Blowers to Clear Roof of Moisture; Prime, then Install Base Coat / Top Coat as Specified Elastomeric Restorative Coating (2 Gallons per Sq.); Rust Inhibitive Primer (Primer 1/2" Gallon to 1 Gallon per Sq.) |  | SF
15.22 | ELASTOMERIC URETHANE COATING FOR SINGLE-PLY ROOF SYSTEMS Power wash & Clean with TSP or Simple Green, Use Portable Blowers the Clear the Roof of Moisture; Install Base Coat / Top Coat as Specified (Urethane 2 Gallons per Sq.) |  | SF
15.23 | ELASTOMERIC URETHANE COATING FOR SMOOTH OR MINERAL SURFACED MODIFIED ROOFS Power wash & Clean with TSP or Simple Green; Use Portable Blowers the Clear the Roof of Moisture; Install Base Coat / Top Coat as Specified (Urethane 2 Gallons per Sq.) |  | SF
15.24 | LINEAR FOOT COST - REINFORCE SEAMS OF UREATHANE RESTORATION SYSTEM Add/Deduct for Reinforcing the Seams when Using an Elastomeric Urethane Coating; Seams Need 2 1/2" Gallons per Sq. w/ Reinforcement. |  | LF
15.31 | ELASTOMERIC ASPHALT-BASED LIQUID APPLIED MEMBRANE SYSTEM FOR SMOOTH OR MINERAL SURFACED ROOFS Power Wash and Prime then Install Base Coat / Top Coat as Specified with Reinforced Seams - Restoration Coating Fully Reinforced System w/ Reflective Top Coat (3 Gallons per Sq. of Restoration Coating - Reinforcement - Additional 3 Gallons per Sq. of Restoration Coating; Allow 30 Day Cure and Install Reflective Coating at 1 Gallon per Sq. (New Flashings also Required Refer to Flashing Line Item) |  | SF
16 | INSTALLATION OF SHAKE, TILE, OR SHINGLE ROOF SYSTEMS
16.11 | INSTALL NEW THREE-TAB SHINGLE ROOF SYSTEM - New Three-Tab Shingles with Base Sheet as an Underlayment; Install Self-Adhering Underlayment on All Eaves, Peaks & Valleys |  | SF
16.12 | REPLACING ARCHITECTURAL SHINGLE ROOF SYSTEM - New Dimensional Shingle Roof System with Base Sheet as an Underlayment, Install Self-Adhering Underlayment on All Eaves, Peaks & Valleys |  | SF
16.13 | INSTALL NEW DIMENSIONAL SHINGLE ROOF SYSTEM - New Dimensional Shingle Roof System with Base Sheet as an Underlayment; Install Self-Adhering Underlayment on All Eaves, Peaks & Valleys |  | SF
16.21 | INSTALL NEW CEDAR SHAKE ROOF SYSTEM - New Cedar Shake Roof System with Base Sheet as an Underlayment; Install Self-Adhering Underlayment on All Eaves, Peaks & Valleys |  | SF
16.31 | INSTALL NEW BARREL CLAY/CEMENT TILE ROOF SYSTEM - New Barrel Clay/Cement Tile Roof System with Base Sheet as an Underlayment; Install Self-Adhering Underlayment on All Eaves, Peaks & Valleys |  | SF
16.41 | REPLACING SLATE TILE ROOF SYSTEM - New Slate Tile Roof System with Base Sheet as an Underlayment; Install Self-Adhering Underlayment on All Eaves, Peaks & Valleys |  | SF
17 | FULLY ADHERED SINGLE-PLY ROOF SYSTEMS
17.11 | METAL DECK - SINGLE-PLY APPLICATION
17.11.01 | INSULATION OPTION: | Mechanically Fasten Polyisocyanurate / Adhere 1/2" Treated Gypsum Insulation Board with Glass-Mat (e.g. DensDeck / Securock / Equal) with Insulation Adhesive to Provide an Average R-Value of 20 | SF
17.12 | WOOD/TECTUM DECK - SINGLE-PLY APPLICATION
17.12.01 | INSULATION OPTION: | WOOD DECK: Mechanically Fasten Polyisocyanurate / Adhere Treated 1/2" Gypsum Insulation Board with Glass-Mat (e.g. DensDeck / Securock / Equal) with Insulation Adhesive to Provide an Average R-Value of 20 | SF
17.12.02 | INSULATION OPTION: | TECTUM DECK: Mechanically Attach Base Sheet & Adhere Polyisocyanurate in Insulation Adhesive / Adhere 1/2" Treated Gypsum Insulation Board with Glass-Mat (e.g. DensDeck / Securock / Equal) in Insulation Adhesive to Provide an Average R-Value of 20 | SF
17.12.03 | INSULATION OPTION: | Without Insulation - Must Include Rosin & Mechanically Fasten Glass Base Sheet | SF
17.13 | LIGHTWEIGHT CONCRETE/GYPSUM DECK - SINGLE-PLY APPLICATION
17.13.01 | INSULATION OPTION: | Adhere Polyisocyanurate in Insulation Adhesive / Adhere 1/2" Treated Gypsum Insulation Board with Glass-Mat (e.g. DensDeck / Securock / Equal) in Insulation Adhesive to Provide an Average R-Value of 20 | SF
17.13.02 | INSULATION OPTION: | Without Insulation - Must Include Rosin & Mechanically Fasten Glass Base Sheet | SF
17.14 | CONCRETE DECK - SINGLE-PLY APPLICATION
17.14.01 | INSULATION OPTION: | Adhere Polyisocyanurate in Insulation Adhesive / Adhere 1/2" Treated Gypsum Insulation Board with Glass-Mat (e.g. DensDeck / Securock / Equal) in Insulation Adhesive to Provide an Average R-Value of 20 | SF
17.14.02 | INSULATION OPTION: | Minimal Insulation - Must Adhere 1/2" Treated Gypsum Insulation Board with Glass-Mat (e.g. DensDeck / Securock / Equal) in Insulation Adhesive to Provide an Average R-Value of 20 | SF
17.21 | ROOF CONFIGURATION: Fully Adhered Single-Ply Roof System Installed Over Prepared Surface or Insulation
17.21.01 | SINGLE-PLY ROOF TYPE: | ASTM D 4637 - Ethylene Propylene Diene Terpolymer (EPDM) - 45 Mil Thickness | SF
17.21.02 | SINGLE-PLY ROOF TYPE: | ASTM D 4637 - Ethylene Propylene Diene Terpolymer (EPDM) - 60 Mil Thickness | SF
17.21.03 | SINGLE-PLY ROOF TYPE: | ASTM D 4637 - Ethylene Propylene Diene Terpolymer (EPDM) - 90 Mil Thickness | SF
17.21.04 | SINGLE-PLY ROOF TYPE: | ASTM D 6878 - Thermoplastic Polyolefin (TPO) - 45 Mil Thickness | SF
17.21.05 | SINGLE-PLY ROOF TYPE: | ASTM D 6878 - Thermoplastic Polyolefin (TPO) - 60 Mil Thickness | SF
17.21.06 | SINGLE-PLY ROOF TYPE: | ASTM D 6878 - Thermoplastic Polyolefin (TPO) - 90 Mil Thickness | SF
17.21.07 | SINGLE-PLY ROOF TYPE: | ASTM D 4434 - Poly Vinyl Chloride (PVC) - 45 Mil Thickness | SF
17.21.08 | SINGLE-PLY ROOF TYPE: | ASTM D 4434 - Poly Vinyl Chloride (PVC) - 60 Mil Thickness | SF
17.21.09 | SINGLE-PLY ROOF TYPE: | ASTM D 4434 - Poly Vinyl Chloride (PVC) - 90 Mil Thickness | SF
17.21.10 | SINGLE-PLY ROOF TYPE: | ASTM D 6754 - Ketone Ethylene Ester (KEE) - 45 Mil Thickness | SF
17.21.11 | SINGLE-PLY ROOF TYPE: | ASTM D 6754 - Ketone Ethylene Ester (KEE) - 60 Mil Thickness | SF
17.21.12 | SINGLE-PLY ROOF TYPE: | ASTM D 6754 - Ketone Ethylene Ester (KEE) - 80 Mil Thickness | SF
17.21.13 | INSTALLATION OPTION: | Add / Deduct for Mechanically Attaching Single-Ply Roof System Vs. Fully Adhering | SF
17.21.14 | WARRANTY CHARGES: | 15 Year No Dollar Limit Warranty | SF
18 | FLUID APPLIED WATERPROOFING MEMBRANE SYSTEMS WITH POLYURETHANE RESIN COATINGS
18.11 | POLYURETHANE COATINGS DIRECT TO PRIMED CONCRETE SUBSTRATE (INCLUDE PRIMER FOR CONCRETE SUBSTRATE)
18.11.01 | FLUID APPLIED MEMBRANE SYSTEM: | Two Coat System | SF
18.11.02 | FLUID APPLIED MEMBRANE SYSTEM: | Three Coat System | SF
18.11.03 | FLUID APPLIED MEMBRANE SYSTEM: | Three Coat Reinforced System | SF
18.11.04 | FLUID APPLIED MEMBRANE SYSTEM: | Four Coat Reinforced System | SF
18.11.05 | WARRANTY CHARGES: | 5 Year Waterproofing Warranty | SF
18.11.06 | WARRANTY CHARGES: | 10 Year Waterproofing Warranty | SF
18.12 | POLYURETHANE COATINGS DIRECT TO WOOD SUBSTRATE
18.12.01 | FLUID APPLIED MEMBRANE SYSTEM: | Two Coat System | SF
18.12.02 | FLUID APPLIED MEMBRANE SYSTEM: | Three Coat System | SF
18.12.03 | FLUID APPLIED MEMBRANE SYSTEM: | Three Coat Reinforced System | SF
18.12.04 | FLUID APPLIED MEMBRANE SYSTEM: | Four Coat Reinforced System | SF
18.12.05 | WARRANTY CHARGES: | 5 Year Waterproofing Warranty | SF
18.12.06 | WARRANTY CHARGES: | 10 Year Waterproofing Warranty | SF
18.21 | FLUID APPLIED WATERPROOFING MEMBRANE SYSTEM BASE ON POLYURETHANE RESINS - CONCRETE SURFACE REPAIRS & PREPARATION
18.21.01 | CONCRETE REPAIRS TO OVERHEAD SURFACES: 2"-4" DEPTH Removal and replacement of damaged concrete to exclude substrate repair / re-installation |  | SF
18.21.02 | CONCRETE REPAIRS TO OVERHEAD SURFACES: FULL DEPTH Removal and replacement of damaged concrete to exclude substrate repair / re-installation |  | SF
18.21.03 | CONCRETE REPAIRS TO VERTICAL SURFACES: 3"-5" DEPTH Removal and replacement of damaged concrete to exclude substrate repair / re-installation |  | SF
18.21.04 | CONCRETE REPAIRS TO VERTICAL SURFACES - 5"-8" DEPTH Removal and replacement of damaged concrete to exclude substrate repair / re-installation; includes reinforcement |  | SF
18.21.05 | CONCRETE REPAIRS TO VERTICAL SURFACES - FULL DEPTH Removal and replacement of damaged concrete to exclude substrate repair / re-installation; includes reinforcement |  | SF
18.21.06 | CONCRETE REPAIRS TO HORIZONTAL SURFACES: 2"-4" DEPTH Removal and replacement of damaged concrete to exclude substrate repair / re-installation |  | SF
18.21.07 | CONCRETE REPAIRS TO HORIZONTAL SURFACES - 4"-6" DEPTH Removal and replacement of damaged concrete to exclude substrate repair / re-installation; includes reinforcement |  | SF
18.21.08 | CONCRETE REPAIRS TO HORIZONTAL SURFACES - FULL DEPTH Removal and replacement of damaged concrete to exclude substrate repair / re-installation; includes reinforcement |  | SF
18.21.09 | GRINDING Grind an existing coating |  | SF
18.21.10 | HANDHELD GRINDING Grind an existing coating in areas that only can be done by hand |  | SF
18.21.11 | MILLING Mill an existing coating 1/8 inch to 1/4 inch |  | SF
18.21.12 | PRESSURE WASHING - HORIZONTAL Pressure washing horizontal surfaces with 2000 PSI or greater |  | SF
18.21.13 | PRESSURE WASHING - VERTICAL Pressure washing horizontal surfaces with 2000 PSI or greater |  | SF
18.21.14 | SAND BLASTING Sand blast an existing coating |  | SF
18.21.15 | SHOT BLASTING Shot blast an existing coating |  | SF
18.31 | FLUID APPLIED WATERPROOFING MEMBRANE SYSTEM BASE ON POLYURETHANE RESINS - ANCILARY REPAIRS & SURFACE PREPARATION
18.31.01 | STRUCTURAL EXPANSION JOINT Installation or replacement of an expansion joint that is necessary for structural integrity |  | LF
18.31.02 | CAULKING JOINTS Installation of caulking in joints. See caulking chart |  | LF
18.31.03 | ROUTING AND REMOVAL OF EXISTING CAULK Rout and remove of existing caulk out of expansion joints |  | LF
18.31.04 | EPOXY INJECTION FOR CRACK REPAIR Route cracks, drill holes every 18" inches, and inject and seal with epoxy |  | LF
18.31.05 | TAPE WOOD DECK JOINTS - INSTALLATION OF TAPE ON DECK JOINTS |  | LF
18.31.06 | WOOD SUBSTRATE REPLACEMENT - REMOVAL AND REPLACEMENT |  | SF
19 | WALL COATINGS FOR COATING WALL SYSTEMS
19.11 | ELASTOMERIC COATING FOR STUCCO WALL SYSTEM - Base Coat of Coating @ 1 Gallon per Sq. / Top Coat @ 1 Gallon per Sq. Applied as Specified |  | SF
19.12 | ELASTOMERIC COATING FOR EFIS WALL SYSTEM - Base Coat of Coating @ 1 Gallon per Sq. / Top Coat @ 1 Gallon per Sq. Applied as Specified |  | SF
19.13 | ELASTOMERIC COATING FOR CMU WALL SYSTEM - Base Coat of Coating @ 1 Gallon per Sq. / Top Coat @ 1 Gallon per Sq. Applied as Specified |  | SF
19.14 | ELASTOMERIC COATING FOR CONCRETE TILT WALL SYSTEM - Base Coat of Coating @ 1 Gallon per Sq. / Top Coat @ 1 Gallon per Sq. Applied as Specified |  | SF
20 | NEW FLASHINGS FOR ROOFING SYSTEMS & RESTORATION OPTIONS
20.11 | ROOF FLASHINGS FOR MODIFIED & COAL TAR PITCH ROOF SYSTEMS: Minimum 1 Ply of Base Flashing and Mineral Cap Sheet Installed in Hot ASTM D 312 Type III or IV Asphalt
20.11.01 | FLASHING OPTION: | BASE PLY: SBS Modified Fiberglass Reinforced Base Flashing Ply w/ Tensile Strength of 215 lbf/in tensile (ASTM D 5147); TOP PLY: ASTM D 6163 SBS Fiberglass Reinforced Modified Bituminous Sheet Material Type II - 80 lbf/in tensile | SF
20.11.02 | FLASHING OPTION: | BASE PLY: SBS Modified Fiberglass Reinforced Base Flashing Ply w/ Tensile Strength of 215 lbf/in tensile (ASTM D 5147); TOP PLY: ASTM D 6163 SBS Fiberglass Reinforced Modified Bituminous Sheet Material Type III - 220 lbf/in tensile | SF
20.11.03 | FLASHING OPTION: | BASE PLY: SBS Modified Fiberglass Reinforced Base Flashing Ply w/ Tensile Strength of 215 lbf/in tensile (ASTM D 5147); TOP PLY: ASTM D 6162 SBS Fiberglass/Polyester Reinforced Modified Bituminous Sheet Material Type III - 310 lbf/in tensile | SF
20.11.04 | FLASHING OPTION: | BASE PLY: SBS Modified Fiberglass Reinforced Base Flashing Ply w/ Tensile Strength of 215 lbf/in tensile (ASTM D 5147); TOP PLY: ASTM D 6162 SBS Fiberglass/Polyester Reinforced Modified Bituminous Sheet Material Type III - 500 lbf/in tensile | SF
20.11.05 | FLASHING OPTION: | BASE PLY: SBS Modified Fiberglass Reinforced Base Flashing Ply w/ Tensile Strength of 215 lbf/in tensile (ASTM D 5147); TOP PLY: ASTM D 6162 SBS Fiberglass/Polyester Reinforced Modified Bituminous Sheet Material Type III - 600 lbf/in tensile | SF
20.11.06 | FLASHING OPTION: | BASE PLY: SBS Modified Polyester/Fiberglass Reinforced Base Flashing Ply - 315 lbf/in tensile (ASTM D 5147); TOP PLY: ASTM D 6163 SBS Fiberglass Reinforced Modified Bituminous Sheet Material Type II - 80 lbf/in tensile | SF
20.11.07 | FLASHING OPTION: | BASE PLY: SBS Modified Polyester/Fiberglass Reinforced Base Flashing Ply - 315 lbf/in tensile (ASTM D 5147); TOP PLY: ASTM D 6163 SBS Fiberglass Reinforced Modified Bituminous Sheet Material Type III - 220 lbf/in tensile | SF
20.11.08 | FLASHING OPTION: | BASE PLY: SBS Modified Polyester/Fiberglass Reinforced Base Flashing Ply - 315 lbf/in tensile (ASTM D 5147); TOP PLY: ASTM D 6162 SBS Fiberglass/Polyester Reinforced Modified Bituminous Sheet Material Type III - 310 lbf/in tensile | SF
20.11.09 | FLASHING OPTION: | BASE PLY: SBS Modified Polyester/Fiberglass Reinforced Base Flashing Ply - 315 lbf/in tensile (ASTM D 5147); TOP PLY: ASTM D 6162 SBS Fiberglass/Polyester Reinforced Modified Bituminous Sheet Material Type III - 500 lbf/in tensile | SF
20.11.10 | FLASHING OPTION: | BASE PLY: SBS Modified Polyester/Fiberglass Reinforced Base Flashing Ply - 315 lbf/in tensile (ASTM D 5147); TOP PLY: ASTM D 6162 SBS Fiberglass/Polyester Reinforced Modified Bituminous Sheet Material Type III - 600 lbf/in tensile | SF
20.999 | PER SQUARE FOOT COSTS - INSTALLING IN COLD PROCESS FLASHING ADHESIVE Substitute Hot Asphalt Application for Cold Process Flashing Adhesive Application of Flashings |  | SF
20.2 | Torch Applied Flashings - Minimum 1 Ply of Torch Base and Torch Mineral Cap Sheet; Torch Applied
20.20.01 | FLASHING OPTION: | BASE PLY: SBS Modified Polyester/Fiberglass Reinforced Base Torch Applied Flashing Ply - 80 lbf/inch tensile (ASTM D 5147); TOP PLY: ASTM D 6162 SBS Fiberglass/Polyester Reinforced Modified Bituminous Sheet Material Type III - 300 lbf/in Tensile Torch Applied Membrane | SF
20.31 | Self-Adhering Flashings - Minimum 1 Ply of Self-Adhering Base and Self-Adhering Mineral Cap Sheet; Self-Adhering
20.31.01 | FLASHING OPTION: | BASE PLY: SBS Polyester OR Fiberglass/Polyester OR Fiberglass Reinforced Self-Adhering Flashing Ply - 50 lbf/ tensile (ASTM D 5147); TOP PLY: ASTM D 6161 (Polyester) OR 6162 (Fiberglass/Polyester) OR 6163 (Fiberglass) Self-Adhering Reinforced Modified Bituminous Membrane Type III - 130 lbf/in tensile | SF
20.41 | Single-Ply Flashings - Fully Adhered Single-Ply Roof Flashings Installed on Corresponding Single-Ply Roof Systems (Self-Adhering Roof Applications Only)
20.41.01 | ROOF MEMBRANE OPTION: | ASTM D 4637 - Ethylene Propylene Diene Terpolymer (EPDM) - 45 Mil Thickness | SF
20.41.02 | ROOF MEMBRANE OPTION: | ASTM D 4637 - Ethylene Propylene Diene Terpolymer (EPDM) - 60 Mil Thickness | SF
20.41.03 | ROOF MEMBRANE OPTION: | ASTM D 4637 - Ethylene Propylene Diene Terpolymer (EPDM) - 90 Mil Thickness | SF
20.41.04 | ROOF MEMBRANE OPTION: | ASTM D 6878 - Thermoplastic Polyolefin (TPO) - 45 Mil Thickness | SF
20.41.05 | ROOF MEMBRANE OPTION: | ASTM D 6878 - Thermoplastic Polyolefin (TPO) - 60 Mil Thickness | SF
20.41.06 | ROOF MEMBRANE OPTION: | ASTM D 6878 - Thermoplastic Polyolefin (TPO) - 90 Mil Thickness | SF
20.41.07 | ROOF MEMBRANE OPTION: | ASTM D 4434 - Poly Vinyl Chloride (PVC) - 45 Mil Thickness | SF
20.41.08 | ROOF MEMBRANE OPTION: | ASTM D 4434 - Poly Vinyl Chloride (PVC) - 60 Mil Thickness | SF
20.41.09 | ROOF MEMBRANE OPTION: | ASTM D 4434 - Poly Vinyl Chloride (PVC) - 90 Mil Thickness | SF
20.41.10 | ROOF MEMBRANE OPTION: | ASTM D 6754 - Ketone Ethylene Ester (KEE) - 45 Mil Thickness | SF
20.41.11 | ROOF MEMBRANE OPTION: | ASTM D 6754 - Ketone Ethylene Ester (KEE) - 60 Mil Thickness | SF
20.41.12 | ROOF MEMBRANE OPTION: | ASTM D 6754 - Ketone Ethylene Ester (KEE) - 80 Mil Thickness | SF
21 | METAL WALL PANEL SYSTEMS
21.11 | WALL SYSTEM Exposed Fastener Wall Panel System
21.11.01 | THICKNESS OPTION: | Bare Aluminum Panel Price - 0.032" Aluminum, 36" Wide Panels | SF
21.11.02 | THICKNESS OPTION: | Add for Bare Aluminum 0.040" Aluminum, 36" Wide Panels | SF
21.11.03 | PANEL WIDTH OPTION: | Add for 32" Panel Width - Aluminum | SF
21.11.04 | THICKNESS OPTION: | Bare Galvalume Coated Steel or Equal Panel Price - 24 Ga, 36" Wide Panels | SF
21.11.05 | THICKNESS OPTION: | Bare Galvalume Coated Steel or Equal Panel Price - 22 Ga, 36" Wide Panels | SF
21.11.06 | PANEL WIDTH OPTION: | Add for 32" Panel Width - Galvalume Coated Steel or Equal | SF
21.11.07 | COLOR OPTION: | Add for Standard Colors - Fluorocarbon Paint System Over Aluminum or Galvalume Coated Steel Or Equal | SF
21.11.08 | COLOR OPTION: | Add for Designer Colors - Fluorocarbon Paint System Over Aluminum or Galvalume Coated Steel Or Equal | SF
21.11.09 | COLOR OPTION: | Add for Premium or Custom Colors - Fluorocarbon Paint System Over Aluminum or Galvalume Coated Steel Or Equal | SF
21.11.10 | THICKNESS OPTION: | Stainless Steel Panel Price - 24 Ga, 36" Wide Panels | SF
21.11.11 | THICKNESS OPTION: | Stainless Steel Panel Price - 22 Ga, 36" Wide Panels | SF
21.11.12 | PANEL WIDTH OPTION: | Add for 32" Panel Width - Stainless Steel | SF
21.11.13 | THICKNESS OPTION: | Copper Panel Price - 16 Oz., 36" Wide Panels | SF
21.11.14 | THICKNESS OPTION: | Copper Panel Price - 20 Oz., 36" Wide Panels | SF
21.11.15 | PANEL WIDTH OPTION: | Add for 32" Panel Width - Copper | SF
21.11.16 | THICKNESS OPTION: | Zinc Panel Price - 0.032", 36" Wide Panels | SF
21.11.17 | THICKNESS OPTION: | Zinc Panel Price - 0.040", 36" Wide Panels | SF
21.11.18 | PANEL WIDTH OPTION: | Add for 32" Panel Width - Zinc | SF
21.11.19 | PANEL INSTALLATION & INSULATION OPTION: | Over Girts; 3/4" of Expanded Polystyrene (Minimum 1.5 lbs/cft) Installed Between Girts | SF
21.11.20 | PANEL INSTALLATION & INSULATION OPTION: | Over Girts; Mechanically Fastened Polyisocyanurate with an Average R-Value of 19 Installed Between Girts | SF
21.11.21 | PANEL INSTALLATION & INSULATION OPTION: | Over Girts; Mechanically Attach Batten Fiberglass Insulation with an Average R-Value of 19 Installed Between Girts | SF
21.11.21 | PANEL INSTALLATION & INSULATION OPTION: | RAIN SCREEN CONFIGURATION: Over Steel Stud Wall - Exterior Gypsum Sheeting 1/2" to 5/8" Thickness, Air Barrier (Priced Separately Below), Rock Wool or Extruded Polystyrene Insulation (Priced Separately Below) & Metal Wall Panel Drainage, Ventilation and Attachment System | SF
21.11.23 | PANEL INSTALLATION & INSULATION OPTION: | RAIN SCREEN CONFIGURATION: Over Existing Wall Construction - Air Barrier (Priced Separately Below), Rock Wool or Extruded Polystyrene Insulation (Priced Separately Below) & Metal Wall Panel Drainage, Ventilation and Attachment System | SF
21.11.24 | PANEL INSTALLATION & INSULATION OPTION: | Over Plywood; No Insulation | SF
21.12 | WALL SYSTEM Concealed Fastener Wall Panel System - 12" Wide Panels
21.12.01 | THICKNESS OPTION: | Bare Aluminum Panel Price - 0.032" Aluminum Thickness | SF
21.12.02 | THICKNESS OPTION: | Add for Bare Aluminum, 0.040" Aluminum | SF
21.12.03 | THICKNESS OPTION: | Bare Galvalume Coated Steel or Equal Panel Price - 24 Ga | SF
21.12.04 | THICKNESS OPTION: | Bare Galvalume Coated Steel or Equal Panel Price - 22 Ga | SF
21.12.05 | COLOR OPTION: | Add for Standard Colors - Fluorocarbon Paint System Over Aluminum or Galvalume Coated Steel Or Equal | SF
21.12.06 | COLOR OPTION: | Add for Designer Colors - Fluorocarbon Paint System Over Aluminum or Galvalume Coated Steel Or Equal | SF
21.12.07 | COLOR OPTION: | Add for Premium or Custom Colors - Fluorocarbon Paint System Over Aluminum or Galvalume Coated Steel Or Equal | SF
21.12.08 | THICKNESS OPTION: | Stainless Steel Panel Price - 24 Ga Thickness | SF
21.12.09 | THICKNESS OPTION: | Stainless Steel Panel Price - 22 Ga Thickness | SF
21.12.10 | THICKNESS OPTION: | Copper Panel Price - 16 Oz Thickness | SF
21.12.11 | THICKNESS OPTION: | Copper Panel Price - 20 Oz Thickness | SF
21.12.12 | THICKNESS OPTION: | Zinc Panel Price - 0.032" Thickness | SF
21.12.13 | THICKNESS OPTION: | Zinc Panel Price - 0.040" Thickness | SF
21.12.14 | PANEL INSTALLATION & INSULATION OPTION: | Over Girts; 3/4" of Expanded Polystyrene (Minimum 1.5 lbs/cft) Installed Between Girts | SF
21.12.15 | PANEL INSTALLATION & INSULATION OPTION: | Over Girts; Mechanically Fastened Polyisocyanurate with an Average R-Value of 19 Installed Between Girts | SF
21.12.16 | PANEL INSTALLATION & INSULATION OPTION: | Over Girts; Mechanically Attach Batten Fiberglass Insulation with an Average R-Value of 19 Installed Between Girts | SF
21.12.17 | PANEL INSTALLATION & INSULATION OPTION: | Over Plywood; No Insulation | SF
21.12.18 | PANEL INSTALLATION & INSULATION OPTION: | RAIN SCREEN CONFIGURATION: Over Steel Stud Wall - Exterior Gypsum Sheeting 1/2" to 5/8" Thickness, Air Barrier (Priced Separately Below), Rock Wool or Extruded Polystyrene Insulation (Priced Separately Below) & Metal Wall Panel Drainage, Ventilation and Attachment System | SF
21.12.19 | PANEL INSTALLATION & INSULATION OPTION: | RAIN SCREEN CONFIGURATION: Over Existing Wall Construction - Air Barrier (Priced Separately Below), Rock Wool or Extruded Polystyrene Insulation (Priced Separately Below) & Metal Wall Panel Drainage, Ventilation and Attachment System | SF
21.12.20 | PANEL TYPE OPTION: | Add for Factory Insulated Concealed Fastener Wall Panel | SF
21.21 | AIR BARRIER FOR WALL APPLICATIONS (BRICK, CMU, MASONARY WALLS OR STUD WALL WITH EXTERIOR GYPSUM SHEETING)
21.21.01 | Non-Permeable Option: | Fluid Applied System - ASTM 2178 | SF
21.21.02 | Non-Permeable Option: | Fluid Applied Water Based System - ASTM 2178 | SF
21.21.03 | Non-Permeable Option: | Membrane System - ASTM E 2178 | SF
21.21.04 | Permeable Option: | Fluid Applied System - ASTM E 2178 & ASTM E 96 | SF
21.21.05 | Permeable Option: | Fluid Applied Water Based System - ASTM 2178 & ASTM E 96 | SF
21.21.06 | Permeable Option: | Membrane System - ASTM 2178 & ASTM E 96 | SF
21.31 | INSULATION FOR WALL APPLICATIONS (INSTALLED OVER AIR BARRIERS)
21.31.01 | Insulation Option: | 1" Rock Wool Insulation Installed | SF
21.31.02 | Insulation Option: | 2" Rock Wool Insulation Installed | SF
21.31.03 | Insulation Option: | 3" Rock Wool Insulation Installed | SF
21.31.04 | Insulation Option: | 4" Rock Wool Insulation Installed | SF
21.31.05 | Insulation Option: | 1" Extruded Polystyrene Insulation Installed | SF
21.31.06 | Insulation Option: | 2" Extruded Polystyrene Insulation Installed | SF
21.31.07 | Insulation Option: | 3" Extruded Polystyrene Insulation Installed | SF
21.31.08 | Insulation Option: | 4" Extruded Polystyrene Insulation Installed | SF
22 | JOB SITE SPECIFIC MULTIPLIERS APPLIED TO EACH LINE ITEM ON ASSOCIATE JOB
22.11 | MULTIPLIER - LIMITED / OBSTRUCTED / DIFFICULT ROOF ACCESS Multiplier Applied when Access to the Roof is Limited to Specific Entry Points, Equipment & Materials Cannot be Lifted by Crane on the Roof, or Access is Dependent Upon Road Closure |  | %
22.12 | MULTIPLIER - ROOF HAS LARGE AMOUNT OF PENETRATIONS / ROOF TOP OBSTRUCTIONS Multiplier Applied when Open Roofing Area is Limited Due to a Large Number of Roof Penetrations such as Soil Stacks, Sky Lights, Roof Drains, Exhaust Vents, HVAC Units, etc., or when there are a Large Amount of Roof Top Obstructions such as: Pipes, Duct Work, Electrical Wires, Hoses, etc. |  | %
22.21 | MULTIPLIER - ROOF HEIGHT IS GREATER THAN 2 STORIES EQUAL TO OR LESS THAN 5 STORIES Multiplier Applied when the Roof Height Exceeds 2 Stories, but is Equal to or Less than 5 Stories. Situation Creates the Need for Additional Safety Protection and Increased Crane Work. |  | %
22.22 | MULTIPLIER - ROOF HEIGHT IS GREATER THAN 5 STORIES LESS EQUAL TO OR LESS THAN 10 STORIES Multiplier Applied when the Roof Height Exceeds 5 Stories, but is Equal to or Less than 10 Stories. Situation Creates the Need for Additional Safety Protection and Increased Crane Work and Crane Equipment |  | %
22.23 | MULTIPLIER - ROOF HEIGHT IS GREATER THAN 10 STORIES Multiplier Applied when the Roof Height Exceeds 10 Stories. Situation Creates the Need for Additional Safety Protection and Increased Crane Work and Crane Equipment |  | %
22.31 | MULTIPLIER - ROOF IS CONSIDERED NON-STANDARD ARCHITECTURE OR HAS GREATER THAN 4/12 SLOPE Multiplier Applied when Roof Area is not Boxed-Shaped, Contains Multiple Sharp Angles and/or Curves, or the Roof has a Greater than 4/12 Slope, Very Steep. |  | %
22.32 | MULTIPLIER - ROOF IS CONSIDERED NON-STANDARD ARCHITECTURE OR HAS GREATER THAN 8/12 SLOPE Multiplier Applied when Roof Area is not Boxed-Shaped, Contains Multiple Sharp Angles and/or Curves, or the Roof has a Greater than 8/12 Slope, Very Steep. |  | %
22.41 | MULTIPLIER - ROOF SIZE IS LESS THAN 1,000 SF Multiplier Applied when Roof Size is Abnormally Small Less than 1,000 SF Situation Creates the Fixed Costs: Equipment, Mobilization, Demobilization, Disposal, & Set-Up Labor to be Allocated Across a Very Small Roof Area Causing Fixed Costs to be Large Portion of Job Costs |  | %
22.42 | MULTIPLIER - ROOF SIZE IS GREATER THAN 1,000 SF, BUT LESS THAN 2,000 SF Multiplier Applied when Roof Size is Less than 2,000 SF, but Greater than 1,000 SF Fixed Costs: Equipment, Mobilization, Demobilization, Disposal, & Set-Up Labor are Not Completely Absorbed Across Roof Area |  | %
22.43 | MULTIPLIER - ROOF SIZE IS GREATER THAN 2,000 SF, BUT LESS THAN 3,000 SF Multiplier Applied when Roof Size is Less than 3,000 SF, but Greater than 2,000 SF Fixed Costs: Equipment, Mobilization, Demobilization, Disposal, & Set-Up Labor are Not Completely Absorbed Across Roof Area |  | %
22.44 | MULTIPLIER - ROOF SIZE IS GREATER THAN 3,000 SF, BUT LESS THAN 5,000 SF Multiplier Applied when Roof Size is Less than 5,000 SF, but Greater than 3,000 SF Fixed Costs: Equipment, Mobilization, Demobilization, Disposal, & Set-Up Labor are Not Completely Absorbed Across Roof Area |  | %
22.45 | MULTIPLIER - ROOF SIZE IS GREATER THAN 5,000 SF, BUT LESS THAN 10,000 SF Multiplier Applied when Roof Size is Less than 10,000 SF, but Greater than 5,000 SF Fixed Costs: Equipment, Mobilization, Demobilization, Disposal, & Set-Up Labor are Not Completely Absorbed Across Roof Area |  | %
22.46 | MULTIPLIER - ROOF SIZE IS GREATER THAN 10,000 SF, BUT LESS THAN 20,000 SF Multiplier Applied when Roof Size is Less than 20,000 SF, but Greater than 10,000 SF Fixed Costs: Equipment, Mobilization, Demobilization, Disposal, & Set-Up Labor are Not Completely Absorbed Across Roof Area |  | %
22.47 | MULTIPLIER - ROOF SIZE IS GREATER THAN 30K SF LESS THAN 50K SF Multiplier Applied when Roof Size is Less than 50,000 SF, but Greater than 30,000 SF Fixed Costs: Equipment, Mobilization, Demobilization, Disposal, & Set-Up Labor are Spread Amongst a Larger Roof Area |  | %
22.48 | MULTIPLIER - ROOF SIZE IS GREATER THAN 50K SF LESS THAN 100K SF Multiplier Applied when Roof Size is Less than 100,000 SF, but Greater than 50,000 SF Fixed Costs: Equipment, Mobilization, Demobilization, Disposal, & Set-Up Labor are Spread Amongst a Larger Roof Area |  | %
22.49 | MULTIPLIER - ROOF SIZE IS GREATER THAN 100K SF LESS THAN 200K SF Multiplier Applied when Roof Size is Less than 200,000 SF, but Greater than 100,000 SF Fixed Costs: Equipment, Mobilization, Demobilization, Disposal, & Set-Up Labor are Spread Amongst a Larger Roof Area |  | %
22.5 | MULTIPLIER - ROOF SIZE IS GREATER THAN 200K SF. Multiplier Applied when Roof Size is Greater than 200,000 SF Fixed Costs: Equipment, Mobilization, Demobilization, Disposal, & Set-Up Labor are Spread Amongst a Very Large Roof Area |  | %

## Miscelaneous Items
| Miscellaneous Line Items | UNIT | $ per Unit
Cleaning & Caulking
23.01 | Pressure Wash to Clean Horizontal Surfaces | SF
23.02 | Pressure Wash to Clean Vertical Surfaces | SF
23.03 | Blow-Off Surface Area with Portable Blower to Remove Moisture | SF
23.04 | Spud and Scrape Aggregate from Roof Surface Asphalt BUR (Size Reference: 100' X 12") | SF
23.05 | Spud and Scrape of Aggregate from Roof Surface Coal Tar BUR (Size Reference: 100' X 12") | SF
23.06 | Remove & Dispose Loose Aggregate from Roof Surface (Wet Vac) | SF
23.07 | Power Broom Roof Surface | SF
23.08 | Remove & Dispose Ballast from Roof Surface | SF
23.09 | Remove Ballast from Roof Surface & Save for Reuse | SF
23.1 | Apply Coating (Paint) to Horizontal Surface | SF
23.11 | Apply Coating (Paint) to Vertical Surface | SF
23.12 | Caulking: Remove Existing Caulking & Clean and Prime Joint | LF
23.13 | Install Backer Rod in Properly Prepared Opening, Polyethylene - 3/8” Diameter | LF
23.14 | Install Backer Rod in Properly Prepared Opening, Polyethylene - 1/2” Diameter | LF
23.15 | Install Backer Rod in Properly Prepared Opening, Polyethylene - 3/4” Diameter | LF
23.16 | Install Backer Rod in Properly Prepared Opening, Polyethylene - 1” Diameter | LF
| Vapor Barriers | UNIT | $ per Unit
23.17 | Install Vapor Barrier, 2 Plies of Type IV Fiberglass Felts, Applied in Type IV Asphalt (or appropriate type) | SF
23.18 | Install Vapor Barrier, 2 Plies of Type IV Fiberglass Felts, Applied with Asphalt Over DensDeck on a Metal Deck | SF
| Masonry section | UNIT | $ per Unit
23.19 | Remove and Reset Bricks; 1-50 SF | SF
23.2 | Remove and Reset Bricks; Over 50 SF | SF
23.21 | Remove and Reset Blocks | SF
23.22 | Remove and Reset Coping Stones | Each
23.23 | Remove Bricks, Blocks, Coping Stones; 1-50 SF | SF
23.24 | Remove Bricks, Blocks, Coping Stones; Over 50 SF | SF
| Brick, block and brick exterior wall maintenance, repair and application of protective coatings. | UNIT | $ per Unit
23.25 | Selective Demolition of Concrete Block Masonry Units (CMU) with perimeter saw cutting- swing stage 4”, 6” and 8” block (high-rise) | Each
23.26 | Selective Demolition of Brick Masonry Units with perimeter saw cutting - swing stage (high-rise) | SF
23.27 | Selective Demolition of Brick Masonry Units with perimeter saw cutting - scaffolding (low-rise) | SF
| Selective Demolition of Mortar Joint with Perimeter Saw cutting – Swing stage (high-rise) | UNIT | $ per Unit
23.28 | Removal of existing mortar ( ½” wide by ¾” depth) | SF
23.29 | Removal of existing mortar (¾” wide by ¾” depth) | SF
23.3 | Removal of existing mortar (½” wide by 1½” depth) | SF
23.31 | Removal of existing mortar (¾” wide by 1½” depth) | SF
| Selective Demolition of Mortar Joint with Perimeter Saw cutting – Scaffolding (low-rise) | UNIT | $ per Unit
23.32 | Removal of existing mortar ( ½” wide by ¾” depth) | SF
23.33 | Removal of existing mortar (¾” wide by ¾” depth) | SF
23.34 | Removal of existing mortar (½” wide by 1½” depth) | SF
23.35 | Removal of existing mortar (¾” wide by 1½” depth) | SF
| New Pointing Work – Swing stage (High-rise) | UNIT | $ per Unit
23.36 | Furnish and install new mortar (½” wide by ¾” depth) | SF
23.37 | Furnish and install new mortar (¾” wide by ¾” depth) | SF
23.38 | Furnish and install new mortar (½” wide by 1 ½” depth) | SF
23.39 | Furnish and install new mortar (¾” wide by 1 ½” depth) | SF
| New Pointing Work – Scaffolding (Low-rise) | UNIT | $ per Unit
23.4 | Furnish and install new mortar (½” wide by ¾” depth) | SF
23.41 | Furnish and install new mortar (¾” wide by ¾” depth) | SF
23.42 | Furnish and install new mortar (½” wide by 1 ½” depth) | SF
23.43 | Furnish and install new mortar (¾” wide by 1 ½” depth) | SF
| Removal of Roof Parapets – Swing stage (High-rise) | UNIT | $ per Unit
23.44 | Removal of parapet wall (24” high) | SF
23.45 | Removal of parapet wall (42” high) | SF
23.46 | Removal of parapet wall (24” high) | SF
23.47 | Removal of parapet wall (42” high) | SF
| Removal of Roof Parapets – Scaffolding (Low-rise) | UNIT | $ per Unit
23.48 | Removal of brick parapet wall (24” high) | SF
23.49 | Removal of brick parapet wall (42” high) | SF
23.5 | Removal of brick parapet wall (24” high) | SF
23.51 | Removal of brick parapet wall (42” high) | SF
| Reconstruction of Brick Masonry Roof Parapets – Swing stage (High-rise) | UNIT | $ per Unit
23.52 | New brick masonry parapet w/stone coping and flashings (24” high) | SF
23.53 | New brick masonry parapet w/stone coping and flashings (42” high) | SF
23.54 | New brick masonry parapet w/stone coping and flashings (24” high) | SF
23.55 | New brick masonry parapet w/stone coping and flashings (42” high) | SF
| Reconstruction of Brick Masonry Roof Parapets – Scaffolding (low-rise) | UNIT | $ per Unit
23.56 | New brick masonry parapet w/stone coping and flashings (24” high) | SF
23.57 | New brick masonry parapet w/stone coping and flashings (42” high) | SF
23.58 | New brick masonry parapet w/stone coping and flashings (24” high) | SF
23.59 | New brick masonry parapet w/stone coping and flashings (42” high) | SF
| New Through wall Flashings – Swing stage (high-rise) | UNIT | $ per Unit
23.6 | Removal of 4 courses brick wall w/Temporary Shoring | SF
23.61 | Removal and replacement of steel lintel | SF
23.62 | Furnish and install new flashings (Bituthane) | SF
23.63 | Furnish and install new flashings (Lead coated copper) | SF
23.64 | Furnish and Install New Brick Masonry w/Weep Holes and Screens | SF
23.65 | Parging and waterproofing of back-up wall | SF
| New Through wall Flashings – Scaffolding (low-rise) | UNIT | $ per Unit
23.66 | Removal of 4 courses brick wall w/Temporary Shoring | SF
23.67 | Removal and replacement of steel lintel | SF
23.68 | Furnish and install new flashings (Bituthane) | SF
23.69 | Furnish and install new flashings (Lead coated copper) | SF
23.7 | Furnish and Install New Brick Masonry w/Weep Holes and Screens | SF
23.71 | Parging and waterproofing of back-up wall | SF
| Brick Masonry/Stone Stabilization | UNIT | $ per Unit
23.72 | Drilling and installation of new friction pins with mortar cap | SF
23.73 | Drilling and installation of new friction pins for lime stone with mortar cap | SF
| Limestone Removal and Replacement. | UNIT | $ per Unit
23.74 | Removal of existing deteriorated architectural limestone | SF
23.75 | Furnish and install new limestone replacement. | SF
23.76 | Replacement of stone with lightweight polymer resin to match | SF
23.77 | Minor patching of existing stone to match | SF
| Terra Cotta Removal and Replacement. | UNIT | $ per Unit
23.78 | Removal of existing deteriorated architectural Terra Cotta | SF
23.79 | Furnish and install new Terra Cotta replacement. | SF
23.8 | Replacement of stone with lightweight polymer resin to match | SF
23.81 | Minor patching of existing stone to match | SF
| Roof Coping Stones. | UNIT | $ per Unit
23.82 | Removal of existing roof coping stones (16 inches) | SF
23.83 | Removal and parging of existing substrate | SF
23.84 | Furnish and install new lead coated copper flashings | SF
23.85 | Drilling and epoxy grouting stainless steel pins | SF
23.86 | Reinstallation of existing stones with cleaning | SF
23.87 | Furnish and install new coping stones | SF
23.88 | Furnish and install new sealants between coping stones. | SF
23.89 | Cleaning and coating of existing stones. | SF
| CMU Backup Wall Repair and Waterproofing. | UNIT | $ per Unit
23.9 | Replacement of Deteriorated CMU Back-up | SF
23.91 | Parging of CMU back-up wall | SF
23.92 | Waterproofing of back-up wall | SF
| Brick Masonry Piers | UNIT | $ per Unit
23.93 | Isolated repair of existing masonry piers (removal and replacement) | SF
23.94 | Reconstruction of isolated areas of pier | SF
23.95 | Construction of new masonry piers (16" x 16") | SF
| Crack Repair | UNIT | $ per Unit
23.96 | Drill and install new stainless steel pins. | Each
23.97 | Grouting of open cracks | SF
23.98 | Replacement of cracked bricks | SF
| Concrete Removal | UNIT | $ per Unit
23.99 | Perimeter saw cutting | SF
23.1 | Removal of existing concrete (2” depth). | SF
23.101 | Removal of existing concrete (3.5” depth). | SF
| New Concrete and Coating | UNIT | $ per Unit
23.102 | Placement of new high strength patching mortar (2” depth) | SF
23.103 | Placement of new high strength patching mortar (3.5” depth). | SF
23.104 | Cleaning and coating of concrete surface. | SF
23.105 | Sidewalk Bridging. | SF
23.106 | Temporary Roof Protection | SF
| Roof Drainage, Scuppers, Stacks, Curbs and Pitch Pockets | UNIT | $ per Unit
23.107 | Install & Connect new 4" roof drain & Flashing; Excluding Plumbing | EA
23.108 | Install & Connect new 6" roof drain & Flashing; Excluding Plumbing | EA
23.109 | Install & Connect new 8" roof drain & Flashing; Excluding Plumbing | EA
23.11 | Pitch pocket, 24 gauge, GI, 12” x 12”, with storm collar, hemmed to outside, soldered corners and seams | EA
23.111 | Pitch pocket, 24 gauge, GI, 6” x 6”, with storm collar hemmed to outside, soldered corners and seams | EA
23.112 | Pitch pocket, 24 gauge, GI, 8” x 8”, with storm collar, hemmed to outside, soldered corners and seams | EA
23.113 | Plumbing stack, 16 oz. copper flashing | EA
23.114 | Plumbing stack, 24 gad Zinc flashing | EA
23.115 | Plumbing stack, 4# lead flashing | EA
23.116 | Pre-Cast Molded Pitch Pan (e.g. Chemcurb) - 12" Straight | EA
23.117 | Pre-Cast Molded Pitch Pan (e.g. Chemcurb) - 2" Corners | EA
23.118 | Pre-Cast Molded Pitch Pan (e.g. Chemcurb) - 3" Kit | EA
23.119 | Pre-Cast Molded Pitch Pan (e.g. Chemcurb) - 5" Kit | EA
23.12 | Pre-Cast Molded Pitch Pan (e.g. Chemcurb) - 5" Rounds | EA
23.121 | Pre-Cast Molded Pitch Pan (e.g. Chemcurb) - 6" Kit | EA
23.122 | Pre-Cast Molded Pitch Pan (e.g. Chemcurb) - 6" Straight | EA
23.123 | Pre-Cast Molded Pitch Pan (e.g. Chemcurb) - 7.5" Kit | EA
23.124 | Pre-Cast Molded Pitch Pan (e.g. Chemcurb) - 7.5" Kit with 2-Part Filler | EA
23.125 | Pre-Cast Molded Pitch Pan (e.g. Chemcurb) - 7.5" Rounds | EA
23.126 | Pre-Cast Molded Pitch Pan (e.g. Chemcurb) - 9" Kit | EA
23.127 | Provide a cast iron drain strainer | EA
23.128 | Reflash existing roof drain | EA
23.129 | Scupper, .050 Aluminum, match existing configuration | LF
23.13 | Scupper, 16 oz Copper, match existing configuration | LF
23.131 | Scupper, 20 gad Stainless Steel, match existing configuration | LF
23.132 | Sleeper Cap - 24 Gad Galvanized | LF
| Roof Accessories | UNIT | $ per Unit
23.133 | Walkway Pads
23.134 | 30" wide roll goods, tape attached | EA
23.135 | 30" wide roll, hot asphalt attached | EA
23.136 | 30" wide roll, adhesive attached | EA
23.137 | Expansion joint, butyl or neoprene bellows, galvanized flange | LF
23.138 | Roof ladder, security ladder guard | EA
23.139 | Roof ladder, steel, bolted to concrete, 20 feet and up, with cage; with intermediate landings as required by Code | EA
23.14 | Roof ladder, steel, bolted to concrete, up to 20 feet, without cage | EA
23.141 | Roof ventilators | EA
23.142 | Termination bar, aluminum, 1/4” x 1” | LF
| Common Roof Repair Items | UNIT | $ per Unit
23.143 | 3-Course Application; Mastic-Mesh-Mastic; 15" Wide Total; 12" Wide Mesh | LF
23.144 | 3-Course Application; Mastic-Mesh-Mastic; 9" Wide Total; 6" Wide Mesh | LF
23.145 | 3-Course Application; Urethane-Reinforcement-Urethane (< 500 SF) | SF
23.146 | 3-Course Application; Urethane-Reinforcement-Urethane (> 500 SF) | SF
23.147 | Install Self-Adhering Cap Sheet Over Repair Area (< 500 SF) | SF
23.148 | Install Self-Adhering Cap Sheet Over Repair Area (> 500 SF) | SF
23.149 | Torch Cap Sheet Over Repair Area (< 500 SF) | SF
23.15 | Torch Cap Sheet Over Repair Area (> 500 SF) | SF
23.151 | Set Roofing Cap Sheet Membrane in Mastic Installed Over Repair Area (< 500 SF) | SF
23.152 | Set Roofing Cap Sheet Membrane in Mastic Installed Over Repair Area (> 500 SF) | SF
| Equipment | UNIT | $ per Unit
23.153 | Folklift/Manlift Equipment Rental | DAY
23.154 | Crane Equipment Rental - up to 80' | DAY
23.155 | Crane Equipment Rental - up to 150' | DAY
23.156 | Manlift per day | DAY
23.157 | Skytrack | DAY
23.158 | Additional Equipment (rental) % off published price | %
| Other Services | UNIT | $ per Unit
23.159 | "As-Built" Drawings Upon Project Completion | EA
23.16 | Demobilization - Pre-Planned or Additional Un-planned | EA
23.161 | Dew Point Calculations | EA
23.162 | Energy Payback Calculations | EA
23.163 | Project Life-Cycle Cost Calculation | EA
23.164 | Final Walkthrough with Report | EA
23.165 | On-Site Quality Control Inspections with Report from Manufacturer's Rep - 3 Days per Week | Week
23.166 | R.A. or P.E. Reviewed and Stamped Shop Drawings | EA
23.167 | R.A. or P.E. Reviewed and Stamped Specifications | EA
23.168 | Project Design Assistance - Hourly Rate for Consultantions with Architect of Record | HR
23.169 | Remobilization - Pre-Planned or Additional Un-planned | EA
23.17 | Roof Asset Management with Reports and Budgeting | EA
| Additional repair options | UNIT | $ per Unit
23.171 | Option 1 - Estimating repairs can be done on a labor and material cost plus basis | %
23.172 | Option 2 R.S. Means | %
| Catalog Pricing | UNIT | $ per Unit
23.173 | Please provide a price list with your complete matrerial catalog(s) - A manufacturers catalog can be used. You may provide a net-pricer or a catalog with a discout.
| Green Roofing | UNIT | $ per Unit
23.174 | Please provide your green enviromentally friendly roofing options, please provide as much information as possiable to include line items necessary to complete a green roof

## Metal Stretch-Out
Sheet Metal Accessories Covered Under these Pricing Tables: -Drip Edge -Gravel Stop -Gutters, Straps, Hangers & Fasteners -Coping -Surface Mounted Counter Flashing -Reglet Mounted Counter Flashing -Skirt Flashing -Expansion Joints -Miscellaneous Metal Fabricated Details
Aluminum
Size / Gauge | .040 | .050 | .063 | .080
6"
8"
10"
12"
14"
16"
18"
20"
22"
24"
26"
28"
30"
32"
34"
36"
38"
40"
42"
44"
46"
48"
Price Per Bend
Stainless Steel & Copper
Size / Gauge / Thickness | SS | SS | Copper | Copper
| 24 Ga | 26 Ga | 16 oz | 20 oz
6"
8"
10"
12"
14"
16"
18"
20"
22"
24"
26"
28"
30"
32"
34"
36"
38"
40"
42"
44"
46"
48"
Price Per Bend
Kynar Coated Steel
Size / Gauge | 20 Ga | 22 Ga | 24 Ga | 26 Ga
6"
8"
10"
12"
14"
16"
18"
20"
22"
24"
26"
28"
30"
32"
34"
36"
38"
40"
42"
44"
46"
48"
Price Per Bend
Galvanized Steel
Size / Gauge | 20 Ga | 22 Ga | 24 Ga | 26 Ga
6"
8"
10"
12"
14"
16"
18"
20"
22"
24"
26"
28"
30"
32"
34"
36"
38"
40"
42"
44"
46"
48"
Price Per Bend

## Caulking Chart
Caulking Chart pricing per Linear Foot Installed
2 Component Epoxied Urethane Compound
Joint Size | 1/8" | 3/16" | 1/4" | 5/16" | 3/18" | 7/16" | 1/2" | 5/8" | 3/4" | 7/8" | 1" | 1-1/8" | 1-1/4"
1/8"
3/16"
1/4"
5/16"
3/18"
7/16"
1/2"
5/8"
3/4"
7/8"
1"
1-1/8"
1-1/4"
Caulking Chart pricing per Linear Foot Installed
1 Component Polyurethane
Joint Size | 1/8" | 3/16" | 1/4" | 5/16" | 3/18" | 7/16" | 1/2" | 5/8" | 3/4" | 7/8" | 1" | 1-1/8" | 1-1/4"
1/8"
3/16"
1/4"
5/16"
3/18"
7/16"
1/2"
5/8"
3/4"
7/8"
1"
1-1/8"
1-1/4"
Caulking Chart pricing per Linear Foot Installed
1 Component Silicone Rubber
Joint Size | 1/8" | 3/16" | 1/4" | 5/16" | 3/18" | 7/16" | 1/2" | 5/8" | 3/4" | 7/8" | 1" | 1-1/8" | 1-1/4"
1/8"
3/16"
1/4"
5/16"
3/18"
7/16"
1/2"
5/8"
3/4"
7/8"
1"
1-1/8"
1-1/4"

## Prevailing Wage Multiplier
Line Item Multiplier to Adjust Labor Costs Based Upon the Prevailing Wage Rate.Prevailing wage found at http://www.wdol.gov/dba.aspx#0
Journeyman | Multiplier
Prevailing | for Prevailing
Wage | Wage Rates
Rate | Roofer | Sheet Metal
10
12.5
15
17.5
20
22.5
25
27.5
30
32.5
35
37.5
40
42.5
45
47.5
50
52.5
55
57.5
60
62.5
65
67.5
70
72.5
75
77.5
80
82.5
85
87.5
90
92.5
95
97.5
100
102.5
105
107.5
110
112.5
115
117.5
120